## Index
MedIntel GCC — Comprehensive IVD Product Catalog (10-Session Roadmap)
All confirmed IVD products across all sections, by manufacturer and category
Snapshot date: 2026-07-10 -- Sessions 1-9 of 10 complete
Category | Manufacturers | Products
Blood Bank | 18 | 62
Clinical Chemistry | 9 | 17
Coagulation | 5 | 21
Hematology | 12 | 55
Histopathology & Cytology | 1 | 4
Immunology & Serology | 3 | 9
Microbiology | 7 | 15
Molecular Diagnostics | 4 | 14
Stem Cell | 1 | 5
TOTAL | 60 | 202

## All Products
Category | Manufacturer | Country | Origin | KSA Distribution Status | Confidence Tier | Product | Product Type | Description | Source
Blood Bank | ANTITOXIN GmbH | Germany | European | Covered -- Samir Trading & Marketing confirmed as NUPCO-awarded vendor across multiple hospital groups in NPT0032-25 (Blood Bank GPPRR) | gold | Blood grouping antisera panel | Reagent | Red cell antigen typing reagents: Lua, Lub, Kpa, Kpb, N, anti-A1, anti-H, Cw | NPT0032-25
Blood Bank | ANTITOXIN GmbH | Germany | European | Covered -- Samir Trading & Marketing confirmed as NUPCO-awarded vendor across multiple hospital groups in NPT0032-25 (Blood Bank GPPRR) | gold | Full ABO/Rh blood typing antisera range | Reagent | Complete routine + rare blood typing antisera: Rh system (Anti-D/C/c/E/e/Cw), Anti-P1, Anti-M/N/S/s, Anti-K/Kpa/Kpb/Jsb, Anti-Fya/Fyb, Anti-Jka/Jkb, Anti-Lua/Lub, Anti-Xga and more | antitoxin-gmbh.de (official company site)
Blood Bank | ANTITOXIN GmbH | Germany | European | Covered -- Samir Trading & Marketing confirmed as NUPCO-awarded vendor across multiple hospital groups in NPT0032-25 (Blood Bank GPPRR) | gold | ImuSolutions bedside confirmation test | Bedside/point-of-care reagent | Pre-transfusion bedside patient identity confirmation test, addressing the most frequent transfusion error; mandatory in several European countries | antitoxin-gmbh.de/about
Blood Bank | Alba Bioscience Ltd | United Kingdom | European | Covered -- Samir Trading & Marketing confirmed as NUPCO-awarded vendor across multiple hospital groups in NPT0032-25 (Blood Bank GPPRR) | gold | ALBAclone Advanced Partial RhD Typing Kit | Reagent kit | Identifies weak and partial RhD types with results comparable to molecular analysis, at lower cost | fiercebiotech.com (Quotient Biodiagnostics portfolio description)
Blood Bank | Alba Bioscience Ltd | United Kingdom | European | Covered -- Samir Trading & Marketing confirmed as NUPCO-awarded vendor across multiple hospital groups in NPT0032-25 (Blood Bank GPPRR) | gold | ALBAclone blood grouping antisera | Reagent | FDA-cleared monoclonal blood typing antisera: Anti-A, Anti-B, Anti-AB, Anti-D, Anti-E, Anti-c, plus rare antisera (Anti-k, Anti-M, Anti-N, Anti-Lea, Anti-Leb, Anti-Lub) | fiercebiotech.com (Quotient Biodiagnostics/Alba Bioscience press release)
Blood Bank | Alba Bioscience Ltd | United Kingdom | European | Covered -- Samir Trading & Marketing confirmed as NUPCO-awarded vendor across multiple hospital groups in NPT0032-25 (Blood Bank GPPRR) | gold | ALBAcyte reverse grouping / screening cells | Reagent red cells | Reverse grouping, antibody screening, antibody identification, and IgG-sensitized red cell panels | fiercebiotech.com (Quotient Biodiagnostics portfolio description)
Blood Bank | Alba Bioscience Ltd | United Kingdom | European | Covered -- Samir Trading & Marketing confirmed as NUPCO-awarded vendor across multiple hospital groups in NPT0032-25 (Blood Bank GPPRR) | gold | Blood grouping antisera panel | Reagent | Red cell antigen typing reagents: P1, Lea, Leb, Lua, Lub, M, N, S, s, Fya, Fyb, weak D, anti-K | NPT0032-25
Blood Bank | Bio-Rad (IH-1000/IH-500 line) | USA/Switzerland | American | Covered — Abdulrehman Algosaibi GTC confirmed as NUPCO-awarded vendor across dozens of blood bank line items | gold | IH-1000 | Analyzer | Automated blood typing/antibody screening gel-card instrument | NUPCO Tender NPT0038/24 Final Awardation + Announcement documents (17/03/2025 and 01/09/2024) -- uploaded by user
Blood Bank | Bio-Rad (IH-1000/IH-500 line) | USA/Switzerland | American | Covered — Abdulrehman Algosaibi GTC confirmed as NUPCO-awarded vendor across dozens of blood bank line items | gold | IH-500 | Analyzer | Automated blood typing/antibody screening gel-card instrument (smaller footprint) | NUPCO Tender NPT0038/24 Final Awardation + Announcement documents (17/03/2025 and 01/09/2024) -- uploaded by user
Blood Bank | Cerus Corporation | USA | American | Covered — Arabian medical house company confirmed NUPCO-awarded vendor | gold | INT100 Illuminator | Device | UVA illuminator required for amotosalen-treated platelet/plasma processing | intercept-usa.com/products/intercept-platelets
Blood Bank | Cerus Corporation | USA | American | Covered — Arabian medical house company confirmed NUPCO-awarded vendor | gold | INTERCEPT | Blood processing device | Pathogen reduction technology system for platelets/plasma | NUPCO Tender NPT0038/24 Final Awardation + Announcement documents (17/03/2025 and 01/09/2024) -- uploaded by user
Blood Bank | Cerus Corporation | USA | American | Covered — Arabian medical house company confirmed NUPCO-awarded vendor | gold | INTERCEPT Blood System for Cryoprecipitation | Pathogen reduction system | FDA-approved production of Pathogen Reduced Cryoprecipitated Fibrinogen Complex | cerus.com/products
Blood Bank | Cerus Corporation | USA | American | Covered — Arabian medical house company confirmed NUPCO-awarded vendor | gold | INTERCEPT Blood System for Plasma | Pathogen reduction system | FDA-approved + CE-marked pathogen reduction for plasma | cerus.com/products
Blood Bank | Cerus Corporation | USA | American | Covered — Arabian medical house company confirmed NUPCO-awarded vendor | gold | INTERCEPT Blood System for Platelets | Pathogen reduction system | FDA-approved + CE-marked amotosalen/UVA pathogen reduction for apheresis platelets | cerus.com/products
Blood Bank | Demophorius | China (manufacturing)/Cyprus (HQ) | European | Covered — Arabian Medical and Pharmaceutical Co. confirmed NUPCO-awarded vendor | gold | Blood collection bags | Consumable | Blood collection bags with leukocyte reduction filters | NUPCO Tender NPT0038/24 Final Awardation (17/03/2025) -- primary source
Blood Bank | Demophorius | China (manufacturing)/Cyprus (HQ) | European | Covered — Arabian Medical and Pharmaceutical Co. confirmed NUPCO-awarded vendor | gold | Demotek Quadruple Blood Bag (BBQ) | Blood collection bag | 4-component whole blood collection/separation bag (RBC/plasma/platelets/buffy coat), CPDA-1 or CPD/SAG-M | demophorius.com/product/quadruple-blood-bags
Blood Bank | Demophorius | China (manufacturing)/Cyprus (HQ) | European | Covered — Arabian Medical and Pharmaceutical Co. confirmed NUPCO-awarded vendor | gold | Demotek Single/Double Blood Bag (BBS/BBD) | Blood collection bag | Basic single and double-bag whole blood collection systems, CPDA-1 anticoagulant | medicalexpo.com/prod/demophorius-healthcare-68185.html
Blood Bank | Demophorius | China (manufacturing)/Cyprus (HQ) | European | Covered — Arabian Medical and Pharmaceutical Co. confirmed NUPCO-awarded vendor | gold | Demotek Triple Blood Bag (BBT/BBTTB) | Blood collection bag | 3-component whole blood collection/separation bag with top-and-bottom variant for improved buffy coat removal | demophorius.com/product/triple-blood-bags
Blood Bank | Diagast | France | European | Covered — Arabian Trade House confirmed NUPCO-awarded vendor | gold | 79000 series QC reagent (NEG CONTROL) | Quality control reagent | Negative control for blood grouping and Rhesus-Kell phenotyping | medicalexpo.com/prod/diagast
Blood Bank | Diagast | France | European | Covered — Arabian Trade House confirmed NUPCO-awarded vendor | gold | Blood grouping & extended phenotyping reagent panel | Reagent line | Anti-A/B/D and extended red cell antigen phenotyping vials (Anti-Fya/Fyb/Jka/Jkb/M/N/S/Kpa/Kpb etc.) | NUPCO Tender NPT0038/24 Final Awardation (17/03/2025) -- primary source
Blood Bank | Diagast | France | European | Covered — Arabian Trade House confirmed NUPCO-awarded vendor | gold | Extended/rare phenotyping antisera | Reagent | Monoclonal/polyclonal antisera (IgM/IgG) for rare antigen phenotyping beyond ABO/RhD/Kell | medicalexpo.com (Diagast phenotyping reagents)
Blood Bank | Diagast | France | European | Covered — Arabian Trade House confirmed NUPCO-awarded vendor | gold | PK7300 blood grouping reagent series | Reagent | Monoclonal ABO/RhD antisera for red cell blood group determination | medicalexpo.com/prod/diagast
Blood Bank | Diapro (Diagnostic Bioprobes) | Italy | European | Covered -- Assr Medical Technology Company confirmed as NUPCO-awarded vendor in NPT0032-25 (Blood Bank GPPRR); same principal also confirmed in NPT0038/24 for other malaria-related assays | gold | Blood Screening ELISA panel | ELISA kit | Full blood-donor screening ELISA menu: HBsAg (4th-gen Ultra), HBc Ab, HCV Ab, HTLV I&II Ab, T. cruzi (Chagas) Ab, T. pallidum (syphilis) Ab | pdf.medicalexpo.com/pdf/diapro-diagnostic-bioprobes/elisa (Dia.Pro ELISA catalogue)
Blood Bank | Diapro (Diagnostic Bioprobes) | Italy | European | Covered -- Assr Medical Technology Company confirmed as NUPCO-awarded vendor in NPT0032-25 (Blood Bank GPPRR); same principal also confirmed in NPT0038/24 for other malaria-related assays | gold | DIA500 Automated ELISA Analyzer | ELISA automation platform | Continuous-loading automated ELISA processor, up to 480 tests/hour | pdf.medicalexpo.com/pdf/diapro-diagnostic-bioprobes/product-catalogue-2024
Blood Bank | Diapro (Diagnostic Bioprobes) | Italy | European | Covered -- Assr Medical Technology Company confirmed as NUPCO-awarded vendor in NPT0032-25 (Blood Bank GPPRR); same principal also confirmed in NPT0038/24 for other malaria-related assays | gold | MALAB.CE.96 | ELISA kit | Malaria antibody ELISA for blood donor screening | NPT0032-25
Blood Bank | Fresenius Kabi (blood bag line) | Germany | European | Covered — Abdulla Fouad for medical supplies (primary) + Arabian Trade House (secondary, for some bag configurations) | gold | Blood collection bag systems | Consumable | Quadruple/triple/double blood collection bags with leukocyte reduction filters, bone marrow collection kits | NUPCO Tender NPT0038/24 Final Awardation (17/03/2025) -- primary source
Blood Bank | Fresenius Kabi (blood bag line) | Germany | European | Covered — Abdulla Fouad for medical supplies (primary) + Arabian Trade House (secondary, for some bag configurations) | gold | CompoFlow In-Line Closure | Blood bag tubing accessory | Non-frangible in-line tubing closure reducing repetitive strain injury and hemolysis risk vs traditional breakaway closures | ncbi.nlm.nih.gov/pmc/articles/PMC3039751 (Transfusion journal study)
Blood Bank | Fresenius Kabi (blood bag line) | Germany | European | Covered — Abdulla Fouad for medical supplies (primary) + Arabian Trade House (secondary, for some bag configurations) | gold | CompoGuard & DonationMaster Net | Whole blood collection bag system | Manual whole-blood collection blood bag systems for a range of donation environments | fresenius-kabi.com/us/products/medtech/blood-collection-processing/manual-blood-collection
Blood Bank | Fresenius Kabi (blood bag line) | Germany | European | Covered — Abdulla Fouad for medical supplies (primary) + Arabian Trade House (secondary, for some bag configurations) | gold | Hematype Segment Device | Blood bag tubing accessory | Single-use device for safely accessing blood-filled tubing segments for sampling, alternative to scissors | fresenius-kabi.com/us/products/medtech/blood-collection-processing/specialty-products
Blood Bank | Grifols | Spain | European | Covered — direct Grifols office in Riyadh (since 2019) + local partner AFMS | gold | Erytra | Analyzer | Automated blood grouping/antibody screening system | NUPCO Tender NPT0038/24 Final Awardation + Announcement documents (17/03/2025 and 01/09/2024) -- uploaded by user
Blood Bank | Grifols | Spain | European | Covered — direct Grifols office in Riyadh (since 2019) + local partner AFMS | gold | Wadiana | Analyzer | Automated blood grouping system (compact) | NUPCO Tender NPT0038/24 Final Awardation + Announcement documents (17/03/2025 and 01/09/2024) -- uploaded by user
Blood Bank | Haemonetics | USA | American | Covered — Arabian Trade House confirmed NUPCO-awarded vendor (consistent with earlier web research) | gold | ACP215 | Blood processing device | Automated cell processing system (glycerolization/deglycerolization) | NUPCO Tender NPT0038/24 Final Awardation + Announcement documents (17/03/2025 and 01/09/2024) -- uploaded by user
Blood Bank | Haemonetics | USA | American | Covered — Arabian Trade House confirmed NUPCO-awarded vendor (consistent with earlier web research) | gold | MCS+ | Apheresis device | Multi-component apheresis collection system | NUPCO Tender NPT0038/24 Final Awardation + Announcement documents (17/03/2025 and 01/09/2024) -- uploaded by user
Blood Bank | Immucor (acquired by Werfen, 2023) | USA (now part of Werfen, Spain) | European | CORRECTED: Immucor's own contact page now redirects to Werfen's site. No longer independent -- any KSA question should route through Werfen, same as the existing Werfen entry | gold | Echo | Analyzer | Automated immunohematology instrument (solid-phase) | NUPCO Tender NPT0038/24 Final Awardation + Announcement documents (17/03/2025 and 01/09/2024) -- uploaded by user
Blood Bank | Immucor (acquired by Werfen, 2023) | USA (now part of Werfen, Spain) | European | CORRECTED: Immucor's own contact page now redirects to Werfen's site. No longer independent -- any KSA question should route through Werfen, same as the existing Werfen entry | gold | Galileo | Analyzer | Automated immunohematology instrument (earlier generation) | NUPCO Tender NPT0038/24 Final Awardation + Announcement documents (17/03/2025 and 01/09/2024) -- uploaded by user
Blood Bank | Immucor (acquired by Werfen, 2023) | USA (now part of Werfen, Spain) | European | CORRECTED: Immucor's own contact page now redirects to Werfen's site. No longer independent -- any KSA question should route through Werfen, same as the existing Werfen entry | gold | NEO Iris | Analyzer | High-throughput automated immunohematology instrument | NUPCO Tender NPT0038/24 Final Awardation + Announcement documents (17/03/2025 and 01/09/2024) -- uploaded by user
Blood Bank | JMS (blood bag line) | Singapore/Japan | Asian (other) | Covered — Farabi Trading Establishment confirmed NUPCO-awarded vendor | gold | Blood collection/transfer bags | Consumable | Blood collection and transfer bag systems | NUPCO Tender NPT0038/24 Final Awardation (17/03/2025) -- primary source
Blood Bank | JMS (blood bag line) | Singapore/Japan | Asian (other) | Covered — Farabi Trading Establishment confirmed NUPCO-awarded vendor | gold | CPD-SAGM blood bag system | Blood collection bag | Triple/quadruple bag system with SAGM red cell preservation solution | jmsna.net/hospital-supplies-wholesale
Blood Bank | JMS (blood bag line) | Singapore/Japan | Asian (other) | Covered — Farabi Trading Establishment confirmed NUPCO-awarded vendor | gold | CPDA-1 blood bag system | Blood collection bag | Single/double/triple bag system, CPDA-1 anticoagulant, preserves RBCs up to 35 days | medicalexpo.com/prod/jms-north-america-corporation
Blood Bank | JMS (blood bag line) | Singapore/Japan | Asian (other) | Covered — Farabi Trading Establishment confirmed NUPCO-awarded vendor | gold | Cord Blood Collection System (CBCS) | Stem cell collection bag | Umbilical cord blood/stem cell collection sets, Standard and Premium configurations | medicalexpo.com (JMS Cord Blood Collection System)
Blood Bank | JMS (blood bag line) | Singapore/Japan | Asian (other) | Covered — Farabi Trading Establishment confirmed NUPCO-awarded vendor | gold | T-BEX (Top-and-Bottom Extraction) System | Blood processing accessory | Improves separation efficiency of RBC/plasma/platelets after centrifugation | spanhealth.com/blood-bags (JMS T-BEX description)
Blood Bank | Lorne Laboratories (part of Calibre Scientific) | United Kingdom | European | Covered — GAMSCO Medical (Dammam, since 2008) is confirmed official KSA distributor | gold | A.H.G Elite / Anti-Human IgG | Reagent | Polyspecific and monospecific anti-human globulin reagents for DAT/IAT (Coombs) testing | lornelabs.com/products/blood-transfusion/blood-grouping-reagents
Blood Bank | Lorne Laboratories (part of Calibre Scientific) | United Kingdom | European | Covered — GAMSCO Medical (Dammam, since 2008) is confirmed official KSA distributor | gold | ABO/Rhesus/Kell blood grouping reagents | Reagent | Anti-A, Anti-B, Anti-D and other core blood grouping antisera | lornelabs.com
Blood Bank | Lorne Laboratories (part of Calibre Scientific) | United Kingdom | European | Covered — GAMSCO Medical (Dammam, since 2008) is confirmed official KSA distributor | gold | Blood grouping & Coombs reagent panel | Reagent line | ABO/Rh/Kell/rare antigen typing reagents and Coombs cells | lornelabs.com product catalog -- previously verified
Blood Bank | Lorne Laboratories (part of Calibre Scientific) | United Kingdom | European | Covered — GAMSCO Medical (Dammam, since 2008) is confirmed official KSA distributor | gold | Rare antisera (Anti-M, Anti-N, Anti-S) | Reagent | Rare blood group antisera for extended phenotyping | lornelabs.com
Blood Bank | Macopharma | France | European | Covered — Samir Group (KSA) confirmed distributor for Macolounge line | gold | Bactivam / Secuvam | Diversion & sampling system | Integrated blood-bag diversion/sampling pouch (Bactivam) and needle-stick prevention system (Secuvam) | fannin.eu (Macopharma product page)
Blood Bank | Macopharma | France | European | Covered — Samir Group (KSA) confirmed distributor for Macolounge line | gold | Blood bag & apheresis collection systems | Consumable | Blood collection bags, apheresis kits, additive solutions | NUPCO Tender NPT0038/24 Final Awardation (17/03/2025) -- primary source
Blood Bank | Macopharma | France | European | Covered — Samir Group (KSA) confirmed distributor for Macolounge line | gold | Leucoflex LXT / MTL1 | Leukoreduction filter | Whole-blood leukodepletion filters, up to 500mL, room-temp or 72hr cold-chain compatible | macopharma.com/products/whole-blood
Blood Bank | Macopharma | France | European | Covered — Samir Group (KSA) confirmed distributor for Macolounge line | gold | SSP+ (PAS-E) | Platelet additive solution | Latest-generation platelet additive solution | macopharma.com/solutions
Blood Bank | Macopharma | France | European | Covered — Samir Group (KSA) confirmed distributor for Macolounge line | gold | THERAFLEX MB-Plasma / UV-Platelets | Pathogen inactivation system | Methylene Blue (plasma) and UVC (platelet) pathogen inactivation systems, incl. MacoTronic illuminators | macopharma.com/solutions
Blood Bank | NanoEnTek | South Korea | Asian (other) | Covered -- Arabian Trade House confirmed as NUPCO-awarded vendor for NanoEnTek in NPT0032-25 (Blood Bank GPPRR) | gold | ADAM 2 / CD34K-025 | Device + reagent kit | Benchtop fluorescent CD34+ stem cell counter and test kit | NPT0032-25
Blood Bank | NanoEnTek | South Korea | Asian (other) | Covered -- Arabian Trade House confirmed as NUPCO-awarded vendor for NanoEnTek in NPT0032-25 (Blood Bank GPPRR) | gold | ADAM-rWBC2 | Device + reagent kit | Automated fluorescence-based residual WBC counter for leukoreduced blood products | NPT0032-25
Blood Bank | Ortho Clinical Diagnostics (Vision/MAX line) | USA | American | Covered — Samir Trading & Marketing confirmed NUPCO-awarded vendor | gold | Ortho VISION Max | Analyzer | Higher-throughput variant of Ortho Vision | NUPCO Tender NPT0038/24 Final Awardation + Announcement documents (17/03/2025 and 01/09/2024) -- uploaded by user
Blood Bank | Ortho Clinical Diagnostics (Vision/MAX line) | USA | American | Covered — Samir Trading & Marketing confirmed NUPCO-awarded vendor | gold | Ortho Vision | Analyzer | Automated blood grouping/antibody screening system | NUPCO Tender NPT0038/24 Final Awardation + Announcement documents (17/03/2025 and 01/09/2024) -- uploaded by user
Blood Bank | Ortho Clinical Diagnostics (Vision/MAX line) | USA | American | Covered — Samir Trading & Marketing confirmed NUPCO-awarded vendor | gold | VITROS ECiQ Immunodiagnostic System | Immunoassay analyzer | Compact immunoassay system with no plumbing/drains/deionized water requirement; menu includes SARS-CoV-2, HIV combo, procalcitonin, immunosuppressive drugs, drugs of abuse | cardinalhealth.com (Ortho VITROS ECiQ product page)
Blood Bank | Terumo BCT | USA/Japan | American | Covered — Abdulrehman Algosaibi GTC confirmed NUPCO-awarded vendor | gold | Reveos | Blood processing device | Automated whole blood processing system | NUPCO Tender NPT0038/24 Final Awardation + Announcement documents (17/03/2025 and 01/09/2024) -- uploaded by user
Blood Bank | Terumo BCT | USA/Japan | American | Covered — Abdulrehman Algosaibi GTC confirmed NUPCO-awarded vendor | gold | Spectra Optia | Apheresis device | Therapeutic and donor apheresis system | NUPCO Tender NPT0038/24 Final Awardation + Announcement documents (17/03/2025 and 01/09/2024) -- uploaded by user
Blood Bank | Terumo BCT | USA/Japan | American | Covered — Abdulrehman Algosaibi GTC confirmed NUPCO-awarded vendor | gold | Trima Accel | Apheresis device | Automated blood collection system, donor apheresis | NUPCO Tender NPT0038/24 Final Awardation + Announcement documents (17/03/2025 and 01/09/2024) -- uploaded by user
Blood Bank | Werfen (Transfusion & Transplant division) | Spain | European | Unconfirmed — regional office in Dubai, no named KSA distributor | silver | Capture R | Solid-phase red cell antibody screening assay | Solid-phase adherence assay for antibody screening/panel reactive antibody testing in immunohematology | ncbi.nlm.nih.gov/pmc/articles/PMC12499635 (systematic review comparing IH platforms)
Blood Bank | Werfen (Transfusion & Transplant division) | Spain | European | Unconfirmed — regional office in Dubai, no named KSA distributor | silver | ImmuLINK | Immunohematology lab data management software | Single-interface data management software for immunohematology laboratories | transfusionandtransplant.werfen.com/en-us/lab/patient-labs
Blood Bank | Werfen (Transfusion & Transplant division) | Spain | European | Unconfirmed — regional office in Dubai, no named KSA distributor | silver | NanoTYPE HLA-11 Plus | Reagent kit | Next-generation HLA typing assay (CE-IVD, IVDR), full-gene coverage across all 11 classical HLA genes, for Nanopore sequencing platforms | Confirmed via transfusionandtransplant.werfen.com official product announcement -- web search
Blood Bank | Werfen (Transfusion & Transplant division) | Spain | European | Unconfirmed — regional office in Dubai, no named KSA distributor | silver | Omixon NGS HLA Typing (post-2024 acquisition) | Molecular HLA typing platform | Next-generation sequencing technology for transplant/HLA diagnostics, added via October 2024 Omixon acquisition | werfen.com/en (About Werfen page, Omixon acquisition note)
Clinical Chemistry | Eppendorf | Germany | European | Unclear -- Eppendorf maintains a Middle East & Africa regional site (eppendorf.com/ae-en) but no specific named KSA distributor entity identified in sources reviewed | silver | Eppendorf Centrifuge 5810 R | Refrigerated centrifuge | Refrigerated day-to-day centrifuge for medium-throughput labs, compact footprint, tube and plate format compatible | fishersci.com/us/en/browse/90180031/centrifuges
Clinical Chemistry | Eppendorf | Germany | European | Unclear -- Eppendorf maintains a Middle East & Africa regional site (eppendorf.com/ae-en) but no specific named KSA distributor entity identified in sources reviewed | silver | Eppendorf MiniSpin / MiniSpin plus | Microcentrifuge | Entry-level compact microcentrifuges suitable for individual workstations, molecular biology separations | fishersci.com/us/en/browse/90180031/centrifuges
Clinical Chemistry | Inpeco | Switzerland | European | Unclear -- no specific KSA distributor entity found in public sources reviewed | silver | FlexLab | Total Laboratory Automation (TLA) track system | Open TLA system with 30+ pre/post-analytical modules and 50+ analyzer connections across 10+ specialties, full sample traceability | inpeco.com/our-automation-solutions/lab-automation-system/
Clinical Chemistry | Inpeco | Switzerland | European | Unclear -- no specific KSA distributor entity found in public sources reviewed | silver | ProTube Suite | Pre-analytical sample automation | Covers sample preparation, transportation, and delivery to the clinical laboratory | inpeco.com/our-automation-solutions/
Clinical Chemistry | Maccura Biotechnology | China | Chinese | Unclear -- confirmed regional presence via Medlab Middle East exhibition (Dubai) and a distributor gala event, but no specific KSA distributor entity named in sources reviewed | silver | F680 | Hematology analyzer | Automated hematology analyzer from Maccura's diagnostic platform range | linkedin.com/company/maccura-biotechnology
Clinical Chemistry | Maccura Biotechnology | China | Chinese | Unclear -- confirmed regional presence via Medlab Middle East exhibition (Dubai) and a distributor gala event, but no specific KSA distributor entity named in sources reviewed | silver | LABAS MAX / MIX | Total laboratory automation | Total laboratory automation system managing sporadic and continuous sample submissions across multiple analyzer positions | linkedin.com/company/maccura-biotechnology
Clinical Chemistry | Maccura Biotechnology | China | Chinese | Unclear -- confirmed regional presence via Medlab Middle East exhibition (Dubai) and a distributor gala event, but no specific KSA distributor entity named in sources reviewed | silver | i6000 | Chemiluminescent immunoassay analyzer | Automated CLIA immunoassay analyzer, part of Maccura's core diagnostic platform lineup | linkedin.com/company/maccura-biotechnology
Clinical Chemistry | QuidelOrtho | USA | American | Covered -- QuidelOrtho maintains a dedicated Saudi Arabia country site (quidelortho.com/sa/en/) confirming active KSA market presence, though a specific named local distributor entity was not identified in sources reviewed | silver | QuidelOrtho POCT Platform | Point-of-care testing instruments + lateral flow tests | Range of near-patient testing solutions from rapid lateral flow tests to portable benchtop instruments for clinics, urgent care, and pharmacy settings | quidelortho.com/global/en/laboratory-professionals/point-of-care-testing
Clinical Chemistry | Radiometer (a Danaher company) | Denmark | European | Covered -- independent KSA academic study (Majmaah University, Prince Mohammed bin Abdulaziz Hospital Riyadh) confirms active clinical use of ABL90 (24% of surveyed POCT devices) and ABL800 (20.9%) in Saudi hospitals; no specific distributor entity named in the source reviewed | silver | ABL800 FLEX | Central lab blood gas analyzer | Comprehensive blood gas analyzer designed for scalability in centralized laboratory operations, automated sampling | researchgate.net (Al-shahrani & Khan 2025 study)
Clinical Chemistry | Radiometer (a Danaher company) | Denmark | European | Covered -- independent KSA academic study (Majmaah University, Prince Mohammed bin Abdulaziz Hospital Riyadh) confirms active clinical use of ABL90 (24% of surveyed POCT devices) and ABL800 (20.9%) in Saudi hospitals; no specific distributor entity named in the source reviewed | silver | ABL90 FLEX | Portable blood gas analyzer | Bedside/POCT blood gas analyzer designed for speed and portability | sciencedirect.com/topics/chemistry/blood-gas-analysis
Clinical Chemistry | Randox Laboratories | United Kingdom | European | Unclear -- Randox's own distributor pages confirm Saudi Arabia as a served market, but no specific named KSA distributor entity was found in public sources reviewed | silver | Acusera QC materials | Quality control reagent | Third-party quality control materials, including Acusera 24-7 Live Online interlaboratory data management | selectscience.net/company/randox-laboratories-ltd
Clinical Chemistry | Randox Laboratories | United Kingdom | European | Unclear -- Randox's own distributor pages confirm Saudi Arabia as a served market, but no specific named KSA distributor entity was found in public sources reviewed | silver | Biochip Array Technology | Multiplex immunoassay platform | Simultaneous detection of multiple analytes from a single patient sample on a biochip | selectscience.net/company/randox-laboratories-ltd
Clinical Chemistry | Randox Laboratories | United Kingdom | European | Unclear -- Randox's own distributor pages confirm Saudi Arabia as a served market, but no specific named KSA distributor entity was found in public sources reviewed | silver | RX monaco | Clinical chemistry analyzer | Fully automated clinical chemistry analyzer for low-to-mid volume laboratories | randox.com/core-disciplines/chemistry
Clinical Chemistry | Tecan | Switzerland | European | Unclear -- Tecan's own distributor directory lists a Middle East/Gulf regional partner (Alqiffaf Scientific Co.) but the exact country scope was not clearly confirmed as KSA-specific in the source page reviewed | bronze | Spark Cyto | Multi-mode plate reader | Plate reader with fluorescence imaging and cytometry capabilities for cell-based research | lifesciences.tecan.com/products
Clinical Chemistry | Thermo Fisher Scientific | USA | American | Unclear -- independent market research report lists Saudi Arabia within Thermo Fisher's Middle East & Africa regional market coverage for centrifuge equipment, but no specific named KSA distributor entity identified | silver | Thermo Scientific X Pro Centrifuge Series | General purpose centrifuge | General purpose centrifuge series with Auto-Door, Auto-Lock rotor exchange, ClickSeal biocontainment lids | thermofisher.com/us/en/home/life-science/lab-equipment/lab-centrifuges.html
Clinical Chemistry | Wondfo (Guangzhou Wondfo Biotech) | China | Chinese | Unclear -- no specific KSA distributor entity found in public sources reviewed | silver | BGA-101 | Portable blood gas analyzer | Portable POCT blood gas reader: oxygenation, pH, electrolytes in ~30 seconds | alliedhospitalsupply.com/catalog
Clinical Chemistry | Wondfo (Guangzhou Wondfo Biotech) | China | Chinese | Unclear -- no specific KSA distributor entity found in public sources reviewed | silver | Finecare D-Dimer / ProBNP / NGAL Tests | Fluorescence immunoassay rapid test | Rapid quantitative fluorescence immunoassay tests for cardiac and renal biomarkers | tradeindia.com (Wondfo Finecare D-dimer listing)
Coagulation | Chrono-log | USA | American | Covered — Dar Al-Zahrawi Medical Company confirmed NUPCO-awarded vendor | gold | CHRONO-LUME Reagent | Reagent | Luciferin-luciferase reagent for ATP-release (dense granule) luminescence measurement | avant-medical.com/products/chrono-log-platelet-function-reagents
Coagulation | Chrono-log | USA | American | Covered — Dar Al-Zahrawi Medical Company confirmed NUPCO-awarded vendor | gold | CHRONO-PAR Aggregation Reagents | Reagent | ADP, Collagen, Ristocetin, Epinephrine, Arachidonic Acid platelet aggregation reagents | avant-medical.com/products/chrono-log-platelet-function-reagents
Coagulation | Chrono-log | USA | American | Covered — Dar Al-Zahrawi Medical Company confirmed NUPCO-awarded vendor | gold | Model 490 4+4 Optical Aggregometer | Platelet aggregometer | 4 or 8 channel optical-only platelet aggregometer | chronolog.com/spec.htm
Coagulation | Chrono-log | USA | American | Covered — Dar Al-Zahrawi Medical Company confirmed NUPCO-awarded vendor | gold | Model 700 Whole Blood/Optical Lumi-Aggregometer | Analyzer | Platelet aggregation analyzer, whole blood/optical, with luminescence ATP release measurement | Confirmed via chronolog.com and avant-medical.com product pages -- web search
Coagulation | Chrono-log | USA | American | Covered — Dar Al-Zahrawi Medical Company confirmed NUPCO-awarded vendor | gold | Model 700 Whole Blood/Optical Lumi-Aggregometer | Platelet aggregometer | 2- or 4-channel; impedance (whole blood) or optical (plasma) aggregation with simultaneous ATP-release luminescence; also runs Ristocetin Cofactor Assay for vWD | chronolog.com/Model700.html
Coagulation | Diagnostica Stago | France | European | Covered — Stago has its own direct KSA affiliate office in Riyadh, opened 2020 (not a third-party distributor) | gold | STA Compact | Analyzer | Coagulation analyzer, compact | NUPCO Tender NPT0038/24 Final Awardation + Announcement documents (17/03/2025 and 01/09/2024) -- uploaded by user
Coagulation | Diagnostica Stago | France | European | Covered — Stago has its own direct KSA affiliate office in Riyadh, opened 2020 (not a third-party distributor) | gold | STA R Max | Analyzer | Coagulation analyzer, high throughput | NUPCO Tender NPT0038/24 Final Awardation + Announcement documents (17/03/2025 and 01/09/2024) -- uploaded by user
Coagulation | Diagnostica Stago | France | European | Covered — Stago has its own direct KSA affiliate office in Riyadh, opened 2020 (not a third-party distributor) | gold | StheMO | Analyzer | Coagulation analyzer | NUPCO Tender NPT0038/24 Final Awardation + Announcement documents (17/03/2025 and 01/09/2024) -- uploaded by user
Coagulation | Tcoag Ireland Limited (a Stago Group company) | Ireland | European | Covered — Diagnostic Saudi Arabia Trading Com confirmed NUPCO-awarded vendor (same entity as parent Stago) | gold | Destiny Plus / Destiny Max | Coagulation analyzer | 1-channel optical/mechanical automated hemostasis analyzers for mid-to-large routine/specialty labs | tcoag.com/instruments/destiny-plus
Coagulation | Tcoag Ireland Limited (a Stago Group company) | Ireland | European | Covered — Diagnostic Saudi Arabia Trading Com confirmed NUPCO-awarded vendor (same entity as parent Stago) | gold | KC1 Delta / KC4 Delta | Semi-automated coagulation analyzer | 1- or 4-test-position semi-automated coagulation analyzers using micro-mechanical clot detection | medicalexpo.com/prod/tcoag-108761.html
Coagulation | Tcoag Ireland Limited (a Stago Group company) | Ireland | European | Covered — Diagnostic Saudi Arabia Trading Com confirmed NUPCO-awarded vendor (same entity as parent Stago) | gold | Thrombo Aggregometer | Analyzer | Platelet aggregation analyzer (Tcoag/Stago line) | NUPCO Tender NPT0038/24 Final Awardation (17/03/2025) -- primary source, exact model beyond 'Thrombo Aggregometer' name not further specified in source
Coagulation | Tcoag Ireland Limited (a Stago Group company) | Ireland | European | Covered — Diagnostic Saudi Arabia Trading Com confirmed NUPCO-awarded vendor (same entity as parent Stago) | gold | TriniCLOT / TriniLIA / TriniLIZE reagent lines | Reagent | aPTT, D-Dimer, Protein C, fibrinolysis (tPA/PAI-1) reagent kits for coagulation testing | tcoag.com/fileadmin/user_upload/PDF/Reagents (Tcoag Haemostasis Catalogue 2013)
Coagulation | Werfen (ACL/hemostasis line) | Spain/USA | American | Covered in this specific tender — Abdulla Fouad for medical supplies confirmed NUPCO-awarded vendor for ACL line (note: this is a DIFFERENT KSA vendor than Werfen's Dubai regional office finding from earlier web research — real-world companies often use more than one channel per product line) | gold | ACL AcuStar | Specialty immunoassay coagulation analyzer | Fully automated chemiluminescent specialty hemostasis immunoassay analyzer (e.g. HIT, vWD panel) | annualreview.werfen.com/specialized-diagnostics/hemostasis
Coagulation | Werfen (ACL/hemostasis line) | Spain/USA | American | Covered in this specific tender — Abdulla Fouad for medical supplies confirmed NUPCO-awarded vendor for ACL line (note: this is a DIFFERENT KSA vendor than Werfen's Dubai regional office finding from earlier web research — real-world companies often use more than one channel per product line) | gold | ACL TOP Family | Analyzer | Coagulation analyzer family (TOP 50/70 series, Elite series) running HemosIL reagents | Confirmed via werfen.com official product pages -- web search
Coagulation | Werfen (ACL/hemostasis line) | Spain/USA | American | Covered in this specific tender — Abdulla Fouad for medical supplies confirmed NUPCO-awarded vendor for ACL line (note: this is a DIFFERENT KSA vendor than Werfen's Dubai regional office finding from earlier web research — real-world companies often use more than one channel per product line) | gold | ACL TOP Family 50/70 Series | Coagulation analyzer | Fully automated hemostasis testing systems, scalable low- to high-volume, standardized on HemosIL reagent panel | werfen.com/na/en/hemostasis-diagnostics/coagulation-instruments-system-acl-top-family-series
Coagulation | Werfen (ACL/hemostasis line) | Spain/USA | American | Covered in this specific tender — Abdulla Fouad for medical supplies confirmed NUPCO-awarded vendor for ACL line (note: this is a DIFFERENT KSA vendor than Werfen's Dubai regional office finding from earlier web research — real-world companies often use more than one channel per product line) | gold | HemosIL Reagent Panel | Reagent | Comprehensive reagent panel standardized across the entire ACL TOP Family for routine and specialty coagulation testing | werfen.com/uk/en/haemostasis-diagnostics
Coagulation | bioMerieux (Vidas line) | France | European | Covered — Al-Jeel Medical & Trading Co. Ltd confirmed NUPCO-awarded vendor | gold | BACT/ALERT VIRTUO | Blood culture system | Fully automated blood culture detection system with robotic loading/unloading and smart scanning | gms-world.com/microbiology_biomerieux
Coagulation | bioMerieux (Vidas line) | France | European | Covered — Al-Jeel Medical & Trading Co. Ltd confirmed NUPCO-awarded vendor | gold | VIDAS | Analyzer | Automated immunoassay platform (used here for D-dimer testing) | NUPCO Tender NPT0038/24 Final Awardation (17/03/2025) -- primary source
Coagulation | bioMerieux (Vidas line) | France | European | Covered — Al-Jeel Medical & Trading Co. Ltd confirmed NUPCO-awarded vendor | gold | VIDAS D-Dimer Exclusion II | Automated D-Dimer immunoassay | Highly sensitive automated D-Dimer assay for DVT/PE exclusion, validated for the HERDOO2 clinical decision rule, 20-minute result | biomerieux.com/corp/en/our-offer/clinical-products/vidas-d-dimer-exclusion-ii.html
Coagulation | bioMerieux (Vidas line) | France | European | Covered — Al-Jeel Medical & Trading Co. Ltd confirmed NUPCO-awarded vendor | gold | VITEK 2 Compact | Automated ID/AST system | Fully automated bacterial identification and antibiotic susceptibility testing using colorimetric VITEK 2 ID/AST cards, 15/30/60-card configurations | biomerieux.com/corp/en/our-offer/clinical-products/vitek-2-compact.html
Coagulation | bioMerieux (Vidas line) | France | European | Covered — Al-Jeel Medical & Trading Co. Ltd confirmed NUPCO-awarded vendor | gold | VITEK MS / MS PRIME | MALDI-TOF mass spectrometry identification | Automated MALDI-TOF microbial identification system, benchtop configuration up to 768 samples | biomerieux.com/corp/en/our-offer/clinical-products/vitek-ms-prime.html
Hematology | Abbott Core Diagnostics | USA | American | Covered — Medical Supplies & Services Co Ltd confirmed NUPCO-awarded vendor | gold | Alinity HQ | Analyzer | Hematology analyzer with reticulocyte counting | NUPCO Tender NPT0038/24 Final Awardation + Announcement documents (17/03/2025 and 01/09/2024) -- uploaded by user
Hematology | Abbott Core Diagnostics | USA | American | Covered — Medical Supplies & Services Co Ltd confirmed NUPCO-awarded vendor | gold | Alinity HS | Analyzer | Slide smearing/staining instrument | NUPCO Tender NPT0038/24 Final Awardation + Announcement documents (17/03/2025 and 01/09/2024) -- uploaded by user
Hematology | Abbott Core Diagnostics | USA | American | Covered — Medical Supplies & Services Co Ltd confirmed NUPCO-awarded vendor | gold | Alinity S | Analyzer | Infectious disease immunoassay screening platform | NUPCO Tender NPT0038/24 Final Awardation + Announcement documents (17/03/2025 and 01/09/2024) -- uploaded by user
Hematology | Abbott Core Diagnostics | USA | American | Covered — Medical Supplies & Services Co Ltd confirmed NUPCO-awarded vendor | gold | CellDyn Ruby / CellDyn Emerald | Analyzer | Hematology analyzer line | NUPCO Tender NPT0038/24 Final Awardation + Announcement documents (17/03/2025 and 01/09/2024) -- uploaded by user
Hematology | Abbott Core Diagnostics | USA | American | Covered — Medical Supplies & Services Co Ltd confirmed NUPCO-awarded vendor | gold | i-STAT System | Handheld POCT blood gas/chemistry analyzer | Handheld point-of-care analyzer using single-use cartridges for blood gas, electrolytes, chemistries; ~65uL whole blood sample, validated against central lab analyzers in KSA sepsis-triage research | pubmed.ncbi.nlm.nih.gov/36696550 (i-STAT vs Radiometer ABL800 comparability study)
Hematology | Alcor Scientific | USA | American | Covered — Dar Al-Zahrawi Medical Company confirmed NUPCO-awarded vendor | gold | iSED / iSED PRO / iSED Elite | Automated ESR analyzer | Fully automated ESR analyzers measuring RBC aggregation directly via photometric rheology; results in 20 seconds vs 30-60 min Westergren method | alcorscientific.com/clinical-lab/ised
Hematology | Alcor Scientific | USA | American | Covered — Dar Al-Zahrawi Medical Company confirmed NUPCO-awarded vendor | gold | miniiSED | Compact ESR analyzer | Compact benchtop ESR analyzer for urgent-care/STAT-volume labs | labmedica.com (Alcor Scientific Medica 2024 coverage)
Hematology | Alcor Scientific | USA | American | Covered — Dar Al-Zahrawi Medical Company confirmed NUPCO-awarded vendor | gold | miniiSED i-SED | Analyzer | ESR (erythrocyte sedimentation rate) analyzer | NUPCO Tender NPT0038/24 Final Awardation (17/03/2025) -- primary source
Hematology | Beckman Coulter | USA | American | Covered — Beckman Coulter Saudi Arabia Co. Ltd (direct entity) + Dar Al-Zahrawi Medical Company for some hematology lines | gold | AU/DXC | Analyzer | Clinical chemistry analyzer line | NUPCO Tender NPT0038/24 Final Awardation + Announcement documents (17/03/2025 and 01/09/2024) -- uploaded by user
Hematology | Beckman Coulter | USA | American | Covered — Beckman Coulter Saudi Arabia Co. Ltd (direct entity) + Dar Al-Zahrawi Medical Company for some hematology lines | gold | ClearLLab 10C Reagent System | Flow cytometry reagent panel | IVD-cleared 10-color reagent panels for leukemia/lymphoma immunophenotyping on DxFLEX | beckman.com/flow-cytometry/clinical-flow-cytometers/dxflex
Hematology | Beckman Coulter | USA | American | Covered — Beckman Coulter Saudi Arabia Co. Ltd (direct entity) + Dar Al-Zahrawi Medical Company for some hematology lines | gold | DXH500 | Analyzer | Compact hematology analyzer | NUPCO Tender NPT0038/24 Final Awardation + Announcement documents (17/03/2025 and 01/09/2024) -- uploaded by user
Hematology | Beckman Coulter | USA | American | Covered — Beckman Coulter Saudi Arabia Co. Ltd (direct entity) + Dar Al-Zahrawi Medical Company for some hematology lines | gold | DXH800 | Analyzer | Hematology analyzer | NUPCO Tender NPT0038/24 Final Awardation + Announcement documents (17/03/2025 and 01/09/2024) -- uploaded by user
Hematology | Beckman Coulter | USA | American | Covered — Beckman Coulter Saudi Arabia Co. Ltd (direct entity) + Dar Al-Zahrawi Medical Company for some hematology lines | gold | DXH900 | Analyzer | Hematology analyzer, high throughput | NUPCO Tender NPT0038/24 Final Awardation + Announcement documents (17/03/2025 and 01/09/2024) -- uploaded by user
Hematology | Beckman Coulter | USA | American | Covered — Beckman Coulter Saudi Arabia Co. Ltd (direct entity) + Dar Al-Zahrawi Medical Company for some hematology lines | gold | DxFLEX | Flow cytometer | Clinical flow cytometer derived from CytoFLEX platform, 13-color capability (10-color IVD-cleared with ClearLLab 10C in the US), APD detector technology, up to 25M events/file | beckman.com/flow-cytometry/clinical-flow-cytometers/dxflex
Hematology | Beckman Coulter | USA | American | Covered — Beckman Coulter Saudi Arabia Co. Ltd (direct entity) + Dar Al-Zahrawi Medical Company for some hematology lines | gold | DxH 560 / DxH 500 Series | Hematology analyzer | Compact autoloader hematology analyzers with pediatric reference ranges | beckmancoulter.com/products/hematology/dxh-560-autoloader-hematology-analyzer
Hematology | Beckman Coulter | USA | American | Covered — Beckman Coulter Saudi Arabia Co. Ltd (direct entity) + Dar Al-Zahrawi Medical Company for some hematology lines | gold | DxH 800 | Hematology analyzer | High-volume hematology analyzer, advanced NRBC/WBC/reticulocyte algorithm analysis | beckmancoulter.com/products/hematology/dxh-800
Hematology | Beckman Coulter | USA | American | Covered — Beckman Coulter Saudi Arabia Co. Ltd (direct entity) + Dar Al-Zahrawi Medical Company for some hematology lines | gold | DxH 900 / DxH 690T | Hematology analyzer | High-volume hematology analyzer with VCS technology and Monocyte Distribution Width (MDW) sepsis-risk marker | beckmancoulter.com/products/hematology/dxh-900
Hematology | Dymind (Shenzhen Dymind Biotechnology) | China (Shenzhen) | Chinese | Covered -- OLAMED (Jeddah) confirmed as KSA distributor, listing multiple Dymind hematology analyzer models (DH36, DH76) with local sales contact | gold | CA1200 | Coagulation analyzer | Fully automated coagulation analyzer, optical + magnetic bead clotting methods | dymind.com
Hematology | Dymind (Shenzhen Dymind Biotechnology) | China (Shenzhen) | Chinese | Covered -- OLAMED (Jeddah) confirmed as KSA distributor, listing multiple Dymind hematology analyzer models (DH36, DH76) with local sales contact | gold | DH36 | 3-part hematology analyzer | Economic, compact 3-part hematology analyzer, cyanide-free HGB method | olamed.sa/catog/hematology
Hematology | Dymind (Shenzhen Dymind Biotechnology) | China (Shenzhen) | Chinese | Covered -- OLAMED (Jeddah) confirmed as KSA distributor, listing multiple Dymind hematology analyzer models (DH36, DH76) with local sales contact | gold | DH76 | 5-part hematology analyzer | Auto-loader 5-part hematology analyzer with laser-based flow cytometry WBC differentiation | olamed.sa/prod/dh76
Hematology | HORIBA Medical | France | European | Covered — Samir Trading & Marketing confirmed NUPCO-awarded vendor (consistent with earlier memory: SAMIR Trading covers hematology/hemostasis) | gold | Micros ES60 | Analyzer | Compact hematology analyzer | NUPCO Tender NPT0038/24 Final Awardation + Announcement documents (17/03/2025 and 01/09/2024) -- uploaded by user
Hematology | HORIBA Medical | France | European | Covered — Samir Trading & Marketing confirmed NUPCO-awarded vendor (consistent with earlier memory: SAMIR Trading covers hematology/hemostasis) | gold | Pentra XLR | Analyzer | Hematology analyzer | NUPCO Tender NPT0038/24 Final Awardation + Announcement documents (17/03/2025 and 01/09/2024) -- uploaded by user
Hematology | HORIBA Medical | France | European | Covered — Samir Trading & Marketing confirmed NUPCO-awarded vendor (consistent with earlier memory: SAMIR Trading covers hematology/hemostasis) | gold | Yumizen H1500 | Analyzer | Hematology analyzer, mid throughput | NUPCO Tender NPT0038/24 Final Awardation + Announcement documents (17/03/2025 and 01/09/2024) -- uploaded by user
Hematology | HORIBA Medical | France | European | Covered — Samir Trading & Marketing confirmed NUPCO-awarded vendor (consistent with earlier memory: SAMIR Trading covers hematology/hemostasis) | gold | Yumizen H2500 | Analyzer | Hematology analyzer, high throughput (with P8000 module) | NUPCO Tender NPT0038/24 Final Awardation + Announcement documents (17/03/2025 and 01/09/2024) -- uploaded by user
Hematology | Mindray | China | Chinese | Covered — Abdulla Fouad for medical supplies confirmed NUPCO-awarded vendor | gold | BC-5000 / BC-5000Vet | 5-part differential hematology analyzer | Compact, budget 5-part hematology analyzer; veterinary variant available | mindray.com/en/product/bc-5000.html
Hematology | Mindray | China | Chinese | Covered — Abdulla Fouad for medical supplies confirmed NUPCO-awarded vendor | gold | BC-6200 / BC-6800+ / AL8000 | Analyzer | Hematology analyzer line | NUPCO Tender NPT0038/24 Final Awardation + Announcement documents (17/03/2025 and 01/09/2024) -- uploaded by user
Hematology | Mindray | China | Chinese | Covered — Abdulla Fouad for medical supplies confirmed NUPCO-awarded vendor | gold | BC-6800Plus / CAL 8000 line | 5-part differential hematology analyzer | High-throughput hematology analyzer (up to 200 tests/hr) with SF Cube technology for WBC/NRBC/reticulocyte flagging | mindray.com/en/products/laboratory-diagnostics/hematology/5-part-differential-analyzers/bc-6800-plus
Hematology | Mindray | China | Chinese | Covered — Abdulla Fouad for medical supplies confirmed NUPCO-awarded vendor | gold | BC-700 Series (BC-700/720/760/780) | Hematology + ESR analyzer | Combined CBC and automated ESR analyzer series for medium-volume labs | mindray.com (Mindray hematology hemabook)
Hematology | Mindray | China | Chinese | Covered — Abdulla Fouad for medical supplies confirmed NUPCO-awarded vendor | gold | MC-80 Automated Digital Cell Morphology Analyzer | Digital morphology analyzer | AI-assisted digital blood cell morphology imaging and classification | mindray.com/en/products/laboratory-diagnostics/hematology
Hematology | Sebia | France | European | Covered — Abdulla Fouad for medical supplies confirmed NUPCO-awarded vendor | gold | Capillarys 3 Octa | Analyzer | Capillary electrophoresis system for Hb electrophoresis | NUPCO Tender NPT0038/24 Final Awardation + Announcement documents (17/03/2025 and 01/09/2024) -- uploaded by user
Hematology | Sebia | France | European | Covered — Abdulla Fouad for medical supplies confirmed NUPCO-awarded vendor | gold | Capillarys Flex 2 | Analyzer | Capillary electrophoresis system | NUPCO Tender NPT0038/24 Final Awardation + Announcement documents (17/03/2025 and 01/09/2024) -- uploaded by user
Hematology | Sebia | France | European | Covered — Abdulla Fouad for medical supplies confirmed NUPCO-awarded vendor | gold | Hydrasys 2 Scan | Analyzer | Electrophoresis scanning system | NUPCO Tender NPT0038/24 Final Awardation + Announcement documents (17/03/2025 and 01/09/2024) -- uploaded by user
Hematology | Siemens Healthineers | Germany | European | Covered — Abdulrehman Algosaibi GTC (primary) + Sysmex LLC Company (secondary, for some coagulation reagents) | gold | ADVIA 2120i / ADVIA 560 | Analyzer | Hematology analyzer line | NUPCO Tender NPT0038/24 Final Awardation + Announcement documents (17/03/2025 and 01/09/2024) -- uploaded by user
Hematology | Siemens Healthineers | Germany | European | Covered — Abdulrehman Algosaibi GTC (primary) + Sysmex LLC Company (secondary, for some coagulation reagents) | gold | Atellica | Analyzer | Hematology/chemistry automation platform | NUPCO Tender NPT0038/24 Final Awardation + Announcement documents (17/03/2025 and 01/09/2024) -- uploaded by user
Hematology | Siemens Healthineers | Germany | European | Covered — Abdulrehman Algosaibi GTC (primary) + Sysmex LLC Company (secondary, for some coagulation reagents) | gold | Atellica 1500 Automated Urinalysis System | Fully automated urinalysis system | Combines CLINITEK Novus and Atellica UAS 800 into one fully automated urinalysis + sediment system; includes ACR (albumin-to-creatinine ratio) kidney-disease screening | siemens-healthineers.com/en-sa/point-of-care-testing/featured-topics-in-poct/urinalysis-featured-topics/acr-urine-testing
Hematology | Siemens Healthineers | Germany | European | Covered — Abdulrehman Algosaibi GTC (primary) + Sysmex LLC Company (secondary, for some coagulation reagents) | gold | Atellica IM 1300 | Immunoassay analyzer | Standalone immunoassay module within the Atellica line | fishersci.com (Atellica IM 1300 Analyzer)
Hematology | Siemens Healthineers | Germany | European | Covered — Abdulrehman Algosaibi GTC (primary) + Sysmex LLC Company (secondary, for some coagulation reagents) | gold | Atellica Solution (IM + CH) | Immunoassay + clinical chemistry analyzer | Scalable immunoassay/chemistry platform, bidirectional magnetic sample transport, up to 440 tests/hr, 300+ configurations | siemens-healthineers.com/en-us/laboratory-diagnostics/clinical-chemistry-and-immunoassay-systems/atellica-solution-analyzers
Hematology | Siemens Healthineers | Germany | European | Covered — Abdulrehman Algosaibi GTC (primary) + Sysmex LLC Company (secondary, for some coagulation reagents) | gold | BCS XP | Analyzer | Coagulation analyzer | NUPCO Tender NPT0038/24 Final Awardation + Announcement documents (17/03/2025 and 01/09/2024) -- uploaded by user
Hematology | Siemens Healthineers | Germany | European | Covered — Abdulrehman Algosaibi GTC (primary) + Sysmex LLC Company (secondary, for some coagulation reagents) | gold | CA-1500 / CA-560 / CA-660 | Analyzer | Coagulation analyzer line | NUPCO Tender NPT0038/24 Final Awardation + Announcement documents (17/03/2025 and 01/09/2024) -- uploaded by user
Hematology | Siemens Healthineers | Germany | European | Covered — Abdulrehman Algosaibi GTC (primary) + Sysmex LLC Company (secondary, for some coagulation reagents) | gold | CLINITEK Advantus | Semi-automated urine chemistry analyzer | Auto-Checks strip-reading analyzer, 7 sec/sample, up to 500 tests/hour, Multistix 10 SG strip family | siemens-healthineers.com/en-us/urinalysis-products/urinalysis-systems/clinitek-advantus-urine-chemistry-analyzer
Hematology | Siemens Healthineers | Germany | European | Covered — Abdulrehman Algosaibi GTC (primary) + Sysmex LLC Company (secondary, for some coagulation reagents) | gold | CLINITEK Status+ | POCT urinalysis analyzer | Automated point-of-care urinalysis + urine hCG pregnancy dual-purpose analyzer, results in 1 minute | siemens-healthineers.com/en-us/poct-urinalysis/clinitek-status-plus
Hematology | Siemens Healthineers | Germany | European | Covered — Abdulrehman Algosaibi GTC (primary) + Sysmex LLC Company (secondary, for some coagulation reagents) | gold | PFA-100 / PFA-200 | Analyzer | Platelet function analyzer | NUPCO Tender NPT0038/24 Final Awardation + Announcement documents (17/03/2025 and 01/09/2024) -- uploaded by user
Hematology | Streck | USA | American | Covered — Samir Trading & Marketing confirmed NUPCO-awarded vendor | gold | Cal-Chex / CVA (Calibration Verification Assessment) | Hematology calibrator / linearity control | Whole-blood calibrator and linearity assessment kits for multi-parameter hematology analyzers | streck.com/wp-content (Hematology and Linearity Controls Brochure)
Hematology | Streck | USA | American | Covered — Samir Trading & Marketing confirmed NUPCO-awarded vendor | gold | Para 12 Extend / Para 12 Plus | Hematology control | 3-part/5-part differential hematology QC controls compatible with Beckman Coulter, HORIBA, Mindray, Siemens and other major analyzer brands | streck.com/products/quality-control/hematology
Hematology | Streck | USA | American | Covered — Samir Trading & Marketing confirmed NUPCO-awarded vendor | gold | Sickle cell screening & hematology controls | Reagent/control line | Sickle cell solubility screening controls and related hematology QC materials | NUPCO Tender NPT0038/24 Final Awardation (17/03/2025) -- primary source
Hematology | Sysmex | Japan | Asian (other) | Covered — Sysmex LLC Company (One Person Company, i.e. direct KSA entity), confirmed NUPCO-awarded vendor | gold | XN series | Analyzer | High-throughput hematology analyzer line | NUPCO Tender NPT0038/24 Final Awardation + Announcement documents (17/03/2025 and 01/09/2024) -- uploaded by user
Hematology | Sysmex | Japan | Asian (other) | Covered — Sysmex LLC Company (One Person Company, i.e. direct KSA entity), confirmed NUPCO-awarded vendor | gold | XN with Blood Bank Mode | Hematology analyzer mode | FDA-cleared blood component QC mode: residual WBC counts, RBC/platelet concentrate profiles | sysmex.com/en-us/training-and-knowledge/sysmex-for-clinicians/xn-series-with-blood-bank-mode
Hematology | Sysmex | Japan | Asian (other) | Covered — Sysmex LLC Company (One Person Company, i.e. direct KSA entity), confirmed NUPCO-awarded vendor | gold | XN-Series (XN-1000/2000/9100/L-series) | Hematology analyzer | Flagship modular hematology platform; scalable configurations, Blood Bank Mode for donor RBC/platelet/plasma QC | sysmex.com/en-us/lab-solutions/hematology/xn-series
Hematology | Sysmex | Japan | Asian (other) | Covered — Sysmex LLC Company (One Person Company, i.e. direct KSA entity), confirmed NUPCO-awarded vendor | gold | XP-300 | Analyzer | Compact hematology analyzer | NUPCO Tender NPT0038/24 Final Awardation + Announcement documents (17/03/2025 and 01/09/2024) -- uploaded by user
Hematology | Tosoh | Japan | Asian (other) | Covered — Abdulla Fouad for medical supplies confirmed NUPCO-awarded vendor | gold | G8 / G11 | Analyzer | Hemoglobin electrophoresis/HbA1c analyzer | NUPCO Tender NPT0038/24 Final Awardation + Announcement documents (17/03/2025 and 01/09/2024) -- uploaded by user
Hematology | Tosoh | Japan | Asian (other) | Covered — Abdulla Fouad for medical supplies confirmed NUPCO-awarded vendor | gold | HLC-723 G11 HPLC Analyzer | HbA1c analyzer | High-throughput HbA1c HPLC analyzer, scalable 90-290 sample loader, variant analysis mode | tosohbioscience.com/EU-EN-diagnostics/hba1c-analysers
Hematology | Tosoh | Japan | Asian (other) | Covered — Abdulla Fouad for medical supplies confirmed NUPCO-awarded vendor | gold | HLC-723 G8 HPLC Analyzer | HbA1c analyzer | Ion-exchange HPLC HbA1c analyzer, ~1.6 min/sample, gold-standard method for glycated hemoglobin | diagnostics.us.tosohbioscience.com/analyzers/g8
Hematology | Tosoh | Japan | Asian (other) | Covered — Abdulla Fouad for medical supplies confirmed NUPCO-awarded vendor | gold | HbA1c Control Set / Calibrator Set | Quality control / calibrator | Two-level HbA1c control set traceable to IFCC reference method | diagnostics.eu.tosohbioscience.com (HbA1c Control Set IFU)
Hematology | URIT Medical Electronic | China (Guilin) | Chinese | Covered -- Rukn Umayya Company confirmed as authorized KSA distributor for URIT devices including URIT-3000Plus hematology analyzer | gold | URIT-3000Plus | 3-part differential hematology analyzer | Throughput up to 60 samples/hour | umc-medical.com/partners
Hematology | URIT Medical Electronic | China (Guilin) | Chinese | Covered -- Rukn Umayya Company confirmed as authorized KSA distributor for URIT devices including URIT-3000Plus hematology analyzer | gold | URIT-600 | Automated coagulation analyzer | Dual-magnetic circuit bead method, two simultaneous parameter detectors | urit.com
Histopathology & Cytology | Leica Biosystems (a Danaher company) | Germany | European | Covered -- Beckman Coulter Saudi Arabia CO.LT confirmed as NUPCO-awarded vendor for a Leica Biosystems Nussloch GmbH part (tissue processor carbon filter) | silver | Aperio GT 450 / GT 180 DX | Digital pathology scanner | Whole-slide digital pathology scanners; GT 180 DX is a compact 180-slide-capacity scanner with AI-powered QC | leicabiosystems.com
Histopathology & Cytology | Leica Biosystems (a Danaher company) | Germany | European | Covered -- Beckman Coulter Saudi Arabia CO.LT confirmed as NUPCO-awarded vendor for a Leica Biosystems Nussloch GmbH part (tissue processor carbon filter) | silver | HistoCore AUTOCUT / BIOCUT / MULTICUT | Microtome | Fully automated, semi-automated, and manual rotary microtomes for tissue sectioning | leicabiosystems.com/histology-equipment/
Histopathology & Cytology | Leica Biosystems (a Danaher company) | Germany | European | Covered -- Beckman Coulter Saudi Arabia CO.LT confirmed as NUPCO-awarded vendor for a Leica Biosystems Nussloch GmbH part (tissue processor carbon filter) | silver | HistoCore PEGASUS Plus | Automated tissue processor | Floor-standing automated tissue processor for histology | medicalexpo.com/prod/leica-biosystems-95735.html
Histopathology & Cytology | Leica Biosystems (a Danaher company) | Germany | European | Covered -- Beckman Coulter Saudi Arabia CO.LT confirmed as NUPCO-awarded vendor for a Leica Biosystems Nussloch GmbH part (tissue processor carbon filter) | silver | HistoCore PELORIS 3 | Automated tissue processor | Automated sample preparation system for histology laboratories | medicalexpo.com/prod/leica-biosystems-95735.html
Immunology & Serology | DiaSorin | Italy | European | Unclear -- DiaSorin's own distributor page lists Saudi Arabia among markets served by its 200+ independent distributor network, but no specific named KSA distributor entity was found in public sources reviewed | silver | LIAISON Calprotectin | GI immunoassay | Aid in diagnosis and differentiation of inflammatory bowel disease (Crohn's/ulcerative colitis) from IBS | us.diasorin.com/en/immunodiagnostics
Immunology & Serology | DiaSorin | Italy | European | Unclear -- DiaSorin's own distributor page lists Saudi Arabia among markets served by its 200+ independent distributor network, but no specific named KSA distributor entity was found in public sources reviewed | silver | LIAISON QuantiFERON-TB Gold Plus | TB immunoassay | Latent tuberculosis detection assay on the LIAISON XL platform | us.diasorin.com/en/immunodiagnostics/tools/liaison-xl
Immunology & Serology | DiaSorin | Italy | European | Unclear -- DiaSorin's own distributor page lists Saudi Arabia among markets served by its 200+ independent distributor network, but no specific named KSA distributor entity was found in public sources reviewed | silver | LIAISON XL | CLIA immunoassay analyzer | High-throughput fully automated chemiluminescence analyzer with Reagent Integral cartridge format, connects to lab automation tracks | us.diasorin.com/en/immunodiagnostics/tools/liaison-xl
Immunology & Serology | Euroimmun (a PerkinElmer company) | Germany | European | Covered -- Samir Trading & Marketing CJSC named as the official KSA distributor on Euroimmun's own distributor-locator page, with verified contact details | gold | EUROIMMUN Analyzer I | Automated ELISA processor | Fully automated ELISA processing, up to 7 microplates / 180 samples per run | euroimmun.com/products/automation/elisa/euroimmun-analyzer-i/
Immunology & Serology | Euroimmun (a PerkinElmer company) | Germany | European | Covered -- Samir Trading & Marketing CJSC named as the official KSA distributor on Euroimmun's own distributor-locator page, with verified contact details | gold | EUROLINE | Multiplex immunoblot | Multiplex line immunoblot technology for simultaneous detection of multiple autoantibodies on a single strip | euroimmun.com
Immunology & Serology | Euroimmun (a PerkinElmer company) | Germany | European | Covered -- Samir Trading & Marketing CJSC named as the official KSA distributor on Euroimmun's own distributor-locator page, with verified contact details | gold | EUROLabWorkstation ELISA | Automated ELISA processor | High-throughput automated ELISA workstation, up to 15 microplates / 700 samples, 200 tests/hour | euroimmun.com/products/automation/elisa/eurolabworkstation-elisa/
Immunology & Serology | Fujirebio (an H.U. Group company) | Japan | Asian (other) | Unclear -- Fujirebio's own product pages direct buyers to 'contact your local Fujirebio representative' without naming a specific KSA distributor entity in sources reviewed | silver | LUMIPULSE G1200 | CLEIA immunoassay analyzer | Mid-sized fully automated CLEIA analyzer, 120 tests/hour, mono test cartridge concept | fujirebio.com/en/products-solutions/lumipulser-g1200
Immunology & Serology | Fujirebio (an H.U. Group company) | Japan | Asian (other) | Unclear -- Fujirebio's own product pages direct buyers to 'contact your local Fujirebio representative' without naming a specific KSA distributor entity in sources reviewed | silver | LUMIPULSE G600II | CLEIA immunoassay analyzer | Compact benchtop CLEIA analyzer, 60 tests/hour, same cartridge concept as G1200 | fujirebio.com/en/products-solutions/lumipulse-g600ii
Immunology & Serology | Fujirebio (an H.U. Group company) | Japan | Asian (other) | Unclear -- Fujirebio's own product pages direct buyers to 'contact your local Fujirebio representative' without naming a specific KSA distributor entity in sources reviewed | silver | Lumipulse G pTau 217 CSF assay | Neurology biomarker assay | Blood/CSF-based Alzheimer's disease biomarker assay, part of Fujirebio's expanding neurological pipeline | fujirebio.com (2025 product announcement)
Microbiology | 77Elektronika | Hungary | European | Covered -- Abdulla Fouad for medical supplies confirmed as NUPCO-awarded vendor for the 77Elektronika urine analyzer line | silver | Fully Automated Urine Analyzer + Test Strips | Urine chemistry/sediment analyzer + reagent | Automated urine chemistry analyzer line with companion test strip reagents, confirmed via NUPCO award | NUPCO Tender NPT0028/24, SN 6-7
Microbiology | BD (Becton, Dickinson and Company) | USA | American | Covered -- Farouk Maamon Tamer & Company confirmed as NUPCO-awarded vendor for BD MALDI-TOF and BD BACTEC blood culture system | gold | BD BACTEC FX / FX40 Blood Culture System | Blood culture instrument + media | Continuously-monitored automated blood culture system with modular instrumentation and a full line of culture media (aerobic, anaerobic, myco/lytic, peds) | bd.com/en-us/products-and-solutions/products/product-families/bd-bactec-blood-culture-system
Microbiology | BD (Becton, Dickinson and Company) | USA | American | Covered -- Farouk Maamon Tamer & Company confirmed as NUPCO-awarded vendor for BD MALDI-TOF and BD BACTEC blood culture system | gold | BD Bruker MALDI Biotyper (CA System) | MALDI-TOF mass spectrometry identification | FDA-cleared reference library covering 549 microbial species for rapid organism identification | bd.com/en-us/products-and-solutions/solutions/capabilities/bd-automated-identification-and-susceptibility-testing-solutions
Microbiology | BD (Becton, Dickinson and Company) | USA | American | Covered -- Farouk Maamon Tamer & Company confirmed as NUPCO-awarded vendor for BD MALDI-TOF and BD BACTEC blood culture system | gold | BD FACSLyric | Flow cytometer | High-performance clinical/research flow cytometer, 4/6/8/10/12-color configurations, BD FACSuite software with automation API for robotic integration | bdbiosciences.com/en-us/products/instruments/flow-cytometers/clinical-cell-analyzers/facslyric
Microbiology | BD (Becton, Dickinson and Company) | USA | American | Covered -- Farouk Maamon Tamer & Company confirmed as NUPCO-awarded vendor for BD MALDI-TOF and BD BACTEC blood culture system | gold | BD FocalPoint Slide Profiler | Automated cytology screening system | Automated imaging system for cervical cytology slide screening/ranking, compared against ThinPrep Imaging System in clinical studies | science.gov/topicpages/b/bd+surepath+cytology
Microbiology | BD (Becton, Dickinson and Company) | USA | American | Covered -- Farouk Maamon Tamer & Company confirmed as NUPCO-awarded vendor for BD MALDI-TOF and BD BACTEC blood culture system | gold | BD Multitest Reagents / BD Trucount Tubes | Flow cytometry reagent | Absolute counting reagent system for immunological assessment (e.g. HIV immune deficiency monitoring) on FACSLyric | bdbiosciences.com/en-us/products/instruments/flow-cytometers/clinical-cell-analyzers/facslyric
Microbiology | BD (Becton, Dickinson and Company) | USA | American | Covered -- Farouk Maamon Tamer & Company confirmed as NUPCO-awarded vendor for BD MALDI-TOF and BD BACTEC blood culture system | gold | BD Phoenix M50 | Automated ID/AST system | 136-well automated identification and antimicrobial susceptibility testing instrument, includes CPO detect test | bd.com/en-us/products-and-solutions/products/product-families/bd-phoenix-m50-instrument
Microbiology | BD (Becton, Dickinson and Company) | USA | American | Covered -- Farouk Maamon Tamer & Company confirmed as NUPCO-awarded vendor for BD MALDI-TOF and BD BACTEC blood culture system | gold | BD SurePath Liquid-Based Pap Test | Liquid-based cytology test | FDA-approved liquid-based cervical cytology system, alternative to ThinPrep, compatible with multiple HPV testing platforms | academic.oup.com/ajcp (BD SurePath DTS cervical cytology study, 2024)
Microbiology | BioFire (a bioMerieux company) | USA | American | Covered -- Al-Jeel Medical & Trading Co. Ltd confirmed as NUPCO-awarded vendor for BioFire FilmArray multiplex PCR panels across meningitis, respiratory, GI, blood culture ID, joint, and pneumonia panels | silver | FilmArray Multiplex PCR Panels | Molecular PCR platform + reagent panels | Syndromic multiplex PCR panels: meningitis, respiratory, gastrointestinal, blood culture identification, joint infection, pneumonia | NUPCO Tender NPT0028/24, SN 8-14
Microbiology | Cepheid (a Danaher company) | USA | American | Covered -- Beckman Coulter Saudi Arabia CO.LT confirmed as NUPCO-awarded vendor across the full Cepheid GeneXpert cartridge menu (Groups 7 and 13 of NPT0028/24) | gold | GeneXpert Platform + Cartridge Menu | Real-time PCR platform + single-use cartridges | Random-access single-cartridge PCR system with a broad assay menu: MTB/RIF, CRE/carbapenemase, HIV, C. diff, MRSA, GBS, HPV, Strep-A, SARS-CoV-2/RSV/Flu combo | NUPCO Tender NPT0028/24, SN 33-50, 83-95
Microbiology | Copan (Copan Italia / Copan Diagnostics) | Italy | European | Covered -- Farouk Maamon Tamer & Company confirmed as NUPCO-awarded vendor for the full Copan sample-processing automation and swab menu (body fluids, sterile samples, wound, respiratory, ENT, urine, stool, surveillance, environmental culture) | gold | WASP / WASPLab | Microbiology lab automation | Walk-Away Specimen Processor for automated plating/streaking, scalable to full lab automation with digital imaging and AI-assisted colony analysis (PhenoMATRIX) | copanusa.com/laboratory-automation/microbiology-laboratory-automation-ai
Microbiology | Copan (Copan Italia / Copan Diagnostics) | Italy | European | Covered -- Farouk Maamon Tamer & Company confirmed as NUPCO-awarded vendor for the full Copan sample-processing automation and swab menu (body fluids, sterile samples, wound, respiratory, ENT, urine, stool, surveillance, environmental culture) | gold | eSwab / FLOQSwabs | Specimen collection and transport | Liquid Amies Elution Swab collection/transport system enabling multipurpose testing (culture, Gram stain, NAAT, rapid antigen) from a single specimen | copangroup.com/product-ranges/eswab
Microbiology | QIAGEN (molecular microbiology line) | Germany/Netherlands | European | Covered -- Abdulla Fouad for medical supplies confirmed as NUPCO-awarded vendor for QIAGEN multiplex PCR analyzers and syndromic infection panels | silver | Multiplex Molecular PCR Analyzer + Syndromic Panels | Molecular PCR platform + reagent panels | Multiplex PCR analyzer with meningitis, respiratory, and gastrointestinal syndromic infection panels, confirmed via NUPCO award | NUPCO Tender NPT0028/24, SN 8-11
Microbiology | SD Biosensor | South Korea | Asian (other) | Unclear -- no specific KSA distributor entity found in public sources reviewed | silver | STANDARD M | POCT molecular diagnostics system | Point-of-care molecular diagnostics (MDx) system for near-patient clinical decision making | sdbiosensor.com
Microbiology | SD Biosensor | South Korea | Asian (other) | Unclear -- no specific KSA distributor entity found in public sources reviewed | silver | STANDARD Q | Rapid lateral flow test | Rapid diagnostic test line with high sensitivity/specificity, covers infectious disease parameters | sdbiosensor.com/product/main?bcode=11
Molecular Diagnostics | Hologic | USA | American | Covered -- AFMS (Riyadh) confirmed as official KSA distributor, same entity that also represents Grifols | gold | Panther | Analyzer | Automated molecular/NAT testing platform (reagents supplied by Grifols) | NUPCO Tender NPT0038/24 Final Awardation + Announcement documents (17/03/2025 and 01/09/2024) -- uploaded by user
Molecular Diagnostics | Hologic | USA | American | Covered -- AFMS (Riyadh) confirmed as official KSA distributor, same entity that also represents Grifols | gold | ThinPrep 5000 / Genesis Processor | Cytology specimen processor | Automated liquid-based cytology specimen preparation, up to 8 hours walkaway time, automated chain-of-custody | hologic.com/hologic-products/cytology/thinprep-processors
Molecular Diagnostics | Hologic | USA | American | Covered -- AFMS (Riyadh) confirmed as official KSA distributor, same entity that also represents Grifols | gold | ThinPrep Pap Test | Liquid-based cytology test | Most widely used liquid-based cytology test globally (1B+ performed); FDA-approved for HPV, chlamydia/gonorrhea, trichomoniasis testing from same vial | hologic.com/hologic-products/collection-devices/thinprep-pap-test
Molecular Diagnostics | Hologic | USA | American | Covered -- AFMS (Riyadh) confirmed as official KSA distributor, same entity that also represents Grifols | gold | Tigris | Analyzer | Automated molecular/NAT testing platform (earlier generation) | NUPCO Tender NPT0038/24 Final Awardation + Announcement documents (17/03/2025 and 01/09/2024) -- uploaded by user
Molecular Diagnostics | Roche Diagnostics (NAT/Molecular line) | Switzerland | European | Covered — Roche Diagnostics Saudi Arabia LLC (direct subsidiary), confirmed NUPCO-awarded vendor for both product lines | gold | CoaguChek XS / Pro II / Vantus | POCT coagulation analyzer | Point-of-care INR/PT monitoring system family for anticoagulation therapy management, since 1992 | diagnostics.roche.com/us/en/products/product-category/brand/coaguchek.html
Molecular Diagnostics | Roche Diagnostics (NAT/Molecular line) | Switzerland | European | Covered — Roche Diagnostics Saudi Arabia LLC (direct subsidiary), confirmed NUPCO-awarded vendor for both product lines | gold | Cobas 6800 / Cobas 5800 | Analyzer | Automated NAT/molecular testing platform | NUPCO Tender NPT0038/24 Final Awardation + Announcement documents (17/03/2025 and 01/09/2024) -- uploaded by user
Molecular Diagnostics | Roche Diagnostics (NAT/Molecular line) | Switzerland | European | Covered — Roche Diagnostics Saudi Arabia LLC (direct subsidiary), confirmed NUPCO-awarded vendor for both product lines | gold | Cobas T711 | Analyzer | Coagulation analyzer | NUPCO Tender NPT0038/24 Final Awardation + Announcement documents (17/03/2025 and 01/09/2024) -- uploaded by user
Molecular Diagnostics | Roche Diagnostics (NAT/Molecular line) | Switzerland | European | Covered — Roche Diagnostics Saudi Arabia LLC (direct subsidiary), confirmed NUPCO-awarded vendor for both product lines | gold | Modules S201 | Analyzer | NAT testing module | NUPCO Tender NPT0038/24 Final Awardation + Announcement documents (17/03/2025 and 01/09/2024) -- uploaded by user
Molecular Diagnostics | Roche Diagnostics (NAT/Molecular line) | Switzerland | European | Covered — Roche Diagnostics Saudi Arabia LLC (direct subsidiary), confirmed NUPCO-awarded vendor for both product lines | gold | cobas pulse | POCT blood glucose analyzer | App-based blood glucose management system, meets CLSI POCT12-A3 criteria, tested against 140+ interferents | diagnostics.roche.com/global/en/products/instruments/cobas-pulse-system.html
Molecular Diagnostics | Sansure Biotech | China | Chinese | Unclear -- no specific KSA distributor entity found; company confirms presence in ~160 countries and certificates in 65+ countries (NMPA China, FDA EUA, ANVISA, TGA Australia) but Saudi Arabia not specifically named among sources reviewed | silver | SLAN Series Real-Time PCR System | Real-time PCR instrument | Fluorescence-based real-time PCR instruments for nucleic acid detection and quantification | crunchbase.com/organization/sansure-biotech
Molecular Diagnostics | Sansure Biotech | China | Chinese | Unclear -- no specific KSA distributor entity found; company confirms presence in ~160 countries and certificates in 65+ countries (NMPA China, FDA EUA, ANVISA, TGA Australia) but Saudi Arabia not specifically named among sources reviewed | silver | iPonatic Portable Molecule Workstation | Portable molecular POCT device | Portable molecular diagnostics workstation for clinical emergency, health management, and field/military applications | sansureglobal.com/product-category/instrument/real-time_pcr_system/
Molecular Diagnostics | Snibe (New Industries Biomedical Engineering Co.) | China (Shenzhen) | Chinese | Covered -- this is one of Attieh Medico's own current principals (per internal company knowledge, not independently confirmed via public web search). Publicly, Snibe lists Saudi Arabia among its served markets, and NUPCO/Saudi MOH leadership visited Snibe's China HQ and signed an MOU (Dec 2025) -- but no public source names the specific KSA distributor entity. | silver | Biossays 240 Plus / C8 / C10 | Biochemistry analyzer | Automated clinical chemistry analyzers | snibe.com
Molecular Diagnostics | Snibe (New Industries Biomedical Engineering Co.) | China (Shenzhen) | Chinese | Covered -- this is one of Attieh Medico's own current principals (per internal company knowledge, not independently confirmed via public web search). Publicly, Snibe lists Saudi Arabia among its served markets, and NUPCO/Saudi MOH leadership visited Snibe's China HQ and signed an MOU (Dec 2025) -- but no public source names the specific KSA distributor entity. | silver | MAGLUMI X8 / X6 / X3 / X10 | CLIA immunoassay analyzer | Chemiluminescence immunoassay analyzers, up to 260-parameter test menu | snibe.com
Molecular Diagnostics | Snibe (New Industries Biomedical Engineering Co.) | China (Shenzhen) | Chinese | Covered -- this is one of Attieh Medico's own current principals (per internal company knowledge, not independently confirmed via public web search). Publicly, Snibe lists Saudi Arabia among its served markets, and NUPCO/Saudi MOH leadership visited Snibe's China HQ and signed an MOU (Dec 2025) -- but no public source names the specific KSA distributor entity. | silver | Molecision S6 / R8 / MP-96 | Molecular diagnostics platform | Nucleic acid extraction and PCR-based molecular testing systems | snibe.com
Stem Cell | Miltenyi Biotec | Germany | European | Covered — HOME OF GULF ELITE EST. confirmed NUPCO-awarded vendor | gold | CliniMACS | Cell separation device | Automated stem cell/CD34 selection system | NUPCO Tender NPT0038/24 Final Awardation + Announcement documents (17/03/2025 and 01/09/2024) -- uploaded by user
Stem Cell | Miltenyi Biotec | Germany | European | Covered — HOME OF GULF ELITE EST. confirmed NUPCO-awarded vendor | gold | CliniMACS CD34 Reagent System | Reagent + tubing set | FDA-approved monoclonal antibody reagent + tubing set for CD34+ hematopoietic progenitor cell selection | clinicaltrials.gov protocol documents (CliniMACS CD34 Reagent System)
Stem Cell | Miltenyi Biotec | Germany | European | Covered — HOME OF GULF ELITE EST. confirmed NUPCO-awarded vendor | gold | CliniMACS Plus / Prodigy Instrument | Cell separation instrument | GMP-compliant magnetic-activated cell sorting (MACS) system for clinical cell therapy and stem cell processing | grokipedia.com/page/Miltenyi_Biotec
Stem Cell | Miltenyi Biotec | Germany | European | Covered — HOME OF GULF ELITE EST. confirmed NUPCO-awarded vendor | gold | CliniMACS TCR alpha/beta Depletion Reagent Kit | Reagent kit | Depletes TCR alpha/beta CD3+ T cells for stem cell transplant / lymphocyte infusion applications | clinicaltrials.gov protocol documents
Stem Cell | Miltenyi Biotec | Germany | European | Covered — HOME OF GULF ELITE EST. confirmed NUPCO-awarded vendor | gold | StemMACS MSC Expansion Medium | Cell culture medium | Culture medium for mesenchymal stem cell expansion | miltenyibiotec.com (Grokipedia summary)

## Blood Bank
Manufacturer | Country | Origin | KSA Distribution Status | Confidence Tier | Product | Product Type | Description | Source
ANTITOXIN GmbH | Germany | European | Covered -- Samir Trading & Marketing confirmed as NUPCO-awarded vendor across multiple hospital groups in NPT0032-25 (Blood Bank GPPRR) | gold | Blood grouping antisera panel | Reagent | Red cell antigen typing reagents: Lua, Lub, Kpa, Kpb, N, anti-A1, anti-H, Cw | NPT0032-25
ANTITOXIN GmbH | Germany | European | Covered -- Samir Trading & Marketing confirmed as NUPCO-awarded vendor across multiple hospital groups in NPT0032-25 (Blood Bank GPPRR) | gold | Full ABO/Rh blood typing antisera range | Reagent | Complete routine + rare blood typing antisera: Rh system (Anti-D/C/c/E/e/Cw), Anti-P1, Anti-M/N/S/s, Anti-K/Kpa/Kpb/Jsb, Anti-Fya/Fyb, Anti-Jka/Jkb, Anti-Lua/Lub, Anti-Xga and more | antitoxin-gmbh.de (official company site)
ANTITOXIN GmbH | Germany | European | Covered -- Samir Trading & Marketing confirmed as NUPCO-awarded vendor across multiple hospital groups in NPT0032-25 (Blood Bank GPPRR) | gold | ImuSolutions bedside confirmation test | Bedside/point-of-care reagent | Pre-transfusion bedside patient identity confirmation test, addressing the most frequent transfusion error; mandatory in several European countries | antitoxin-gmbh.de/about
Alba Bioscience Ltd | United Kingdom | European | Covered -- Samir Trading & Marketing confirmed as NUPCO-awarded vendor across multiple hospital groups in NPT0032-25 (Blood Bank GPPRR) | gold | ALBAclone Advanced Partial RhD Typing Kit | Reagent kit | Identifies weak and partial RhD types with results comparable to molecular analysis, at lower cost | fiercebiotech.com (Quotient Biodiagnostics portfolio description)
Alba Bioscience Ltd | United Kingdom | European | Covered -- Samir Trading & Marketing confirmed as NUPCO-awarded vendor across multiple hospital groups in NPT0032-25 (Blood Bank GPPRR) | gold | ALBAclone blood grouping antisera | Reagent | FDA-cleared monoclonal blood typing antisera: Anti-A, Anti-B, Anti-AB, Anti-D, Anti-E, Anti-c, plus rare antisera (Anti-k, Anti-M, Anti-N, Anti-Lea, Anti-Leb, Anti-Lub) | fiercebiotech.com (Quotient Biodiagnostics/Alba Bioscience press release)
Alba Bioscience Ltd | United Kingdom | European | Covered -- Samir Trading & Marketing confirmed as NUPCO-awarded vendor across multiple hospital groups in NPT0032-25 (Blood Bank GPPRR) | gold | ALBAcyte reverse grouping / screening cells | Reagent red cells | Reverse grouping, antibody screening, antibody identification, and IgG-sensitized red cell panels | fiercebiotech.com (Quotient Biodiagnostics portfolio description)
Alba Bioscience Ltd | United Kingdom | European | Covered -- Samir Trading & Marketing confirmed as NUPCO-awarded vendor across multiple hospital groups in NPT0032-25 (Blood Bank GPPRR) | gold | Blood grouping antisera panel | Reagent | Red cell antigen typing reagents: P1, Lea, Leb, Lua, Lub, M, N, S, s, Fya, Fyb, weak D, anti-K | NPT0032-25
Bio-Rad (IH-1000/IH-500 line) | USA/Switzerland | American | Covered — Abdulrehman Algosaibi GTC confirmed as NUPCO-awarded vendor across dozens of blood bank line items | gold | IH-1000 | Analyzer | Automated blood typing/antibody screening gel-card instrument | NUPCO Tender NPT0038/24 Final Awardation + Announcement documents (17/03/2025 and 01/09/2024) -- uploaded by user
Bio-Rad (IH-1000/IH-500 line) | USA/Switzerland | American | Covered — Abdulrehman Algosaibi GTC confirmed as NUPCO-awarded vendor across dozens of blood bank line items | gold | IH-500 | Analyzer | Automated blood typing/antibody screening gel-card instrument (smaller footprint) | NUPCO Tender NPT0038/24 Final Awardation + Announcement documents (17/03/2025 and 01/09/2024) -- uploaded by user
Cerus Corporation | USA | American | Covered — Arabian medical house company confirmed NUPCO-awarded vendor | gold | INT100 Illuminator | Device | UVA illuminator required for amotosalen-treated platelet/plasma processing | intercept-usa.com/products/intercept-platelets
Cerus Corporation | USA | American | Covered — Arabian medical house company confirmed NUPCO-awarded vendor | gold | INTERCEPT | Blood processing device | Pathogen reduction technology system for platelets/plasma | NUPCO Tender NPT0038/24 Final Awardation + Announcement documents (17/03/2025 and 01/09/2024) -- uploaded by user
Cerus Corporation | USA | American | Covered — Arabian medical house company confirmed NUPCO-awarded vendor | gold | INTERCEPT Blood System for Cryoprecipitation | Pathogen reduction system | FDA-approved production of Pathogen Reduced Cryoprecipitated Fibrinogen Complex | cerus.com/products
Cerus Corporation | USA | American | Covered — Arabian medical house company confirmed NUPCO-awarded vendor | gold | INTERCEPT Blood System for Plasma | Pathogen reduction system | FDA-approved + CE-marked pathogen reduction for plasma | cerus.com/products
Cerus Corporation | USA | American | Covered — Arabian medical house company confirmed NUPCO-awarded vendor | gold | INTERCEPT Blood System for Platelets | Pathogen reduction system | FDA-approved + CE-marked amotosalen/UVA pathogen reduction for apheresis platelets | cerus.com/products
Demophorius | China (manufacturing)/Cyprus (HQ) | European | Covered — Arabian Medical and Pharmaceutical Co. confirmed NUPCO-awarded vendor | gold | Blood collection bags | Consumable | Blood collection bags with leukocyte reduction filters | NUPCO Tender NPT0038/24 Final Awardation (17/03/2025) -- primary source
Demophorius | China (manufacturing)/Cyprus (HQ) | European | Covered — Arabian Medical and Pharmaceutical Co. confirmed NUPCO-awarded vendor | gold | Demotek Quadruple Blood Bag (BBQ) | Blood collection bag | 4-component whole blood collection/separation bag (RBC/plasma/platelets/buffy coat), CPDA-1 or CPD/SAG-M | demophorius.com/product/quadruple-blood-bags
Demophorius | China (manufacturing)/Cyprus (HQ) | European | Covered — Arabian Medical and Pharmaceutical Co. confirmed NUPCO-awarded vendor | gold | Demotek Single/Double Blood Bag (BBS/BBD) | Blood collection bag | Basic single and double-bag whole blood collection systems, CPDA-1 anticoagulant | medicalexpo.com/prod/demophorius-healthcare-68185.html
Demophorius | China (manufacturing)/Cyprus (HQ) | European | Covered — Arabian Medical and Pharmaceutical Co. confirmed NUPCO-awarded vendor | gold | Demotek Triple Blood Bag (BBT/BBTTB) | Blood collection bag | 3-component whole blood collection/separation bag with top-and-bottom variant for improved buffy coat removal | demophorius.com/product/triple-blood-bags
Diagast | France | European | Covered — Arabian Trade House confirmed NUPCO-awarded vendor | gold | 79000 series QC reagent (NEG CONTROL) | Quality control reagent | Negative control for blood grouping and Rhesus-Kell phenotyping | medicalexpo.com/prod/diagast
Diagast | France | European | Covered — Arabian Trade House confirmed NUPCO-awarded vendor | gold | Blood grouping & extended phenotyping reagent panel | Reagent line | Anti-A/B/D and extended red cell antigen phenotyping vials (Anti-Fya/Fyb/Jka/Jkb/M/N/S/Kpa/Kpb etc.) | NUPCO Tender NPT0038/24 Final Awardation (17/03/2025) -- primary source
Diagast | France | European | Covered — Arabian Trade House confirmed NUPCO-awarded vendor | gold | Extended/rare phenotyping antisera | Reagent | Monoclonal/polyclonal antisera (IgM/IgG) for rare antigen phenotyping beyond ABO/RhD/Kell | medicalexpo.com (Diagast phenotyping reagents)
Diagast | France | European | Covered — Arabian Trade House confirmed NUPCO-awarded vendor | gold | PK7300 blood grouping reagent series | Reagent | Monoclonal ABO/RhD antisera for red cell blood group determination | medicalexpo.com/prod/diagast
Diapro (Diagnostic Bioprobes) | Italy | European | Covered -- Assr Medical Technology Company confirmed as NUPCO-awarded vendor in NPT0032-25 (Blood Bank GPPRR); same principal also confirmed in NPT0038/24 for other malaria-related assays | gold | Blood Screening ELISA panel | ELISA kit | Full blood-donor screening ELISA menu: HBsAg (4th-gen Ultra), HBc Ab, HCV Ab, HTLV I&II Ab, T. cruzi (Chagas) Ab, T. pallidum (syphilis) Ab | pdf.medicalexpo.com/pdf/diapro-diagnostic-bioprobes/elisa (Dia.Pro ELISA catalogue)
Diapro (Diagnostic Bioprobes) | Italy | European | Covered -- Assr Medical Technology Company confirmed as NUPCO-awarded vendor in NPT0032-25 (Blood Bank GPPRR); same principal also confirmed in NPT0038/24 for other malaria-related assays | gold | DIA500 Automated ELISA Analyzer | ELISA automation platform | Continuous-loading automated ELISA processor, up to 480 tests/hour | pdf.medicalexpo.com/pdf/diapro-diagnostic-bioprobes/product-catalogue-2024
Diapro (Diagnostic Bioprobes) | Italy | European | Covered -- Assr Medical Technology Company confirmed as NUPCO-awarded vendor in NPT0032-25 (Blood Bank GPPRR); same principal also confirmed in NPT0038/24 for other malaria-related assays | gold | MALAB.CE.96 | ELISA kit | Malaria antibody ELISA for blood donor screening | NPT0032-25
Fresenius Kabi (blood bag line) | Germany | European | Covered — Abdulla Fouad for medical supplies (primary) + Arabian Trade House (secondary, for some bag configurations) | gold | Blood collection bag systems | Consumable | Quadruple/triple/double blood collection bags with leukocyte reduction filters, bone marrow collection kits | NUPCO Tender NPT0038/24 Final Awardation (17/03/2025) -- primary source
Fresenius Kabi (blood bag line) | Germany | European | Covered — Abdulla Fouad for medical supplies (primary) + Arabian Trade House (secondary, for some bag configurations) | gold | CompoFlow In-Line Closure | Blood bag tubing accessory | Non-frangible in-line tubing closure reducing repetitive strain injury and hemolysis risk vs traditional breakaway closures | ncbi.nlm.nih.gov/pmc/articles/PMC3039751 (Transfusion journal study)
Fresenius Kabi (blood bag line) | Germany | European | Covered — Abdulla Fouad for medical supplies (primary) + Arabian Trade House (secondary, for some bag configurations) | gold | CompoGuard & DonationMaster Net | Whole blood collection bag system | Manual whole-blood collection blood bag systems for a range of donation environments | fresenius-kabi.com/us/products/medtech/blood-collection-processing/manual-blood-collection
Fresenius Kabi (blood bag line) | Germany | European | Covered — Abdulla Fouad for medical supplies (primary) + Arabian Trade House (secondary, for some bag configurations) | gold | Hematype Segment Device | Blood bag tubing accessory | Single-use device for safely accessing blood-filled tubing segments for sampling, alternative to scissors | fresenius-kabi.com/us/products/medtech/blood-collection-processing/specialty-products
Grifols | Spain | European | Covered — direct Grifols office in Riyadh (since 2019) + local partner AFMS | gold | Erytra | Analyzer | Automated blood grouping/antibody screening system | NUPCO Tender NPT0038/24 Final Awardation + Announcement documents (17/03/2025 and 01/09/2024) -- uploaded by user
Grifols | Spain | European | Covered — direct Grifols office in Riyadh (since 2019) + local partner AFMS | gold | Wadiana | Analyzer | Automated blood grouping system (compact) | NUPCO Tender NPT0038/24 Final Awardation + Announcement documents (17/03/2025 and 01/09/2024) -- uploaded by user
Haemonetics | USA | American | Covered — Arabian Trade House confirmed NUPCO-awarded vendor (consistent with earlier web research) | gold | ACP215 | Blood processing device | Automated cell processing system (glycerolization/deglycerolization) | NUPCO Tender NPT0038/24 Final Awardation + Announcement documents (17/03/2025 and 01/09/2024) -- uploaded by user
Haemonetics | USA | American | Covered — Arabian Trade House confirmed NUPCO-awarded vendor (consistent with earlier web research) | gold | MCS+ | Apheresis device | Multi-component apheresis collection system | NUPCO Tender NPT0038/24 Final Awardation + Announcement documents (17/03/2025 and 01/09/2024) -- uploaded by user
Immucor (acquired by Werfen, 2023) | USA (now part of Werfen, Spain) | European | CORRECTED: Immucor's own contact page now redirects to Werfen's site. No longer independent -- any KSA question should route through Werfen, same as the existing Werfen entry | gold | Echo | Analyzer | Automated immunohematology instrument (solid-phase) | NUPCO Tender NPT0038/24 Final Awardation + Announcement documents (17/03/2025 and 01/09/2024) -- uploaded by user
Immucor (acquired by Werfen, 2023) | USA (now part of Werfen, Spain) | European | CORRECTED: Immucor's own contact page now redirects to Werfen's site. No longer independent -- any KSA question should route through Werfen, same as the existing Werfen entry | gold | Galileo | Analyzer | Automated immunohematology instrument (earlier generation) | NUPCO Tender NPT0038/24 Final Awardation + Announcement documents (17/03/2025 and 01/09/2024) -- uploaded by user
Immucor (acquired by Werfen, 2023) | USA (now part of Werfen, Spain) | European | CORRECTED: Immucor's own contact page now redirects to Werfen's site. No longer independent -- any KSA question should route through Werfen, same as the existing Werfen entry | gold | NEO Iris | Analyzer | High-throughput automated immunohematology instrument | NUPCO Tender NPT0038/24 Final Awardation + Announcement documents (17/03/2025 and 01/09/2024) -- uploaded by user
JMS (blood bag line) | Singapore/Japan | Asian (other) | Covered — Farabi Trading Establishment confirmed NUPCO-awarded vendor | gold | Blood collection/transfer bags | Consumable | Blood collection and transfer bag systems | NUPCO Tender NPT0038/24 Final Awardation (17/03/2025) -- primary source
JMS (blood bag line) | Singapore/Japan | Asian (other) | Covered — Farabi Trading Establishment confirmed NUPCO-awarded vendor | gold | CPD-SAGM blood bag system | Blood collection bag | Triple/quadruple bag system with SAGM red cell preservation solution | jmsna.net/hospital-supplies-wholesale
JMS (blood bag line) | Singapore/Japan | Asian (other) | Covered — Farabi Trading Establishment confirmed NUPCO-awarded vendor | gold | CPDA-1 blood bag system | Blood collection bag | Single/double/triple bag system, CPDA-1 anticoagulant, preserves RBCs up to 35 days | medicalexpo.com/prod/jms-north-america-corporation
JMS (blood bag line) | Singapore/Japan | Asian (other) | Covered — Farabi Trading Establishment confirmed NUPCO-awarded vendor | gold | Cord Blood Collection System (CBCS) | Stem cell collection bag | Umbilical cord blood/stem cell collection sets, Standard and Premium configurations | medicalexpo.com (JMS Cord Blood Collection System)
JMS (blood bag line) | Singapore/Japan | Asian (other) | Covered — Farabi Trading Establishment confirmed NUPCO-awarded vendor | gold | T-BEX (Top-and-Bottom Extraction) System | Blood processing accessory | Improves separation efficiency of RBC/plasma/platelets after centrifugation | spanhealth.com/blood-bags (JMS T-BEX description)
Lorne Laboratories (part of Calibre Scientific) | United Kingdom | European | Covered — GAMSCO Medical (Dammam, since 2008) is confirmed official KSA distributor | gold | A.H.G Elite / Anti-Human IgG | Reagent | Polyspecific and monospecific anti-human globulin reagents for DAT/IAT (Coombs) testing | lornelabs.com/products/blood-transfusion/blood-grouping-reagents
Lorne Laboratories (part of Calibre Scientific) | United Kingdom | European | Covered — GAMSCO Medical (Dammam, since 2008) is confirmed official KSA distributor | gold | ABO/Rhesus/Kell blood grouping reagents | Reagent | Anti-A, Anti-B, Anti-D and other core blood grouping antisera | lornelabs.com
Lorne Laboratories (part of Calibre Scientific) | United Kingdom | European | Covered — GAMSCO Medical (Dammam, since 2008) is confirmed official KSA distributor | gold | Blood grouping & Coombs reagent panel | Reagent line | ABO/Rh/Kell/rare antigen typing reagents and Coombs cells | lornelabs.com product catalog -- previously verified
Lorne Laboratories (part of Calibre Scientific) | United Kingdom | European | Covered — GAMSCO Medical (Dammam, since 2008) is confirmed official KSA distributor | gold | Rare antisera (Anti-M, Anti-N, Anti-S) | Reagent | Rare blood group antisera for extended phenotyping | lornelabs.com
Macopharma | France | European | Covered — Samir Group (KSA) confirmed distributor for Macolounge line | gold | Bactivam / Secuvam | Diversion & sampling system | Integrated blood-bag diversion/sampling pouch (Bactivam) and needle-stick prevention system (Secuvam) | fannin.eu (Macopharma product page)
Macopharma | France | European | Covered — Samir Group (KSA) confirmed distributor for Macolounge line | gold | Blood bag & apheresis collection systems | Consumable | Blood collection bags, apheresis kits, additive solutions | NUPCO Tender NPT0038/24 Final Awardation (17/03/2025) -- primary source
Macopharma | France | European | Covered — Samir Group (KSA) confirmed distributor for Macolounge line | gold | Leucoflex LXT / MTL1 | Leukoreduction filter | Whole-blood leukodepletion filters, up to 500mL, room-temp or 72hr cold-chain compatible | macopharma.com/products/whole-blood
Macopharma | France | European | Covered — Samir Group (KSA) confirmed distributor for Macolounge line | gold | SSP+ (PAS-E) | Platelet additive solution | Latest-generation platelet additive solution | macopharma.com/solutions
Macopharma | France | European | Covered — Samir Group (KSA) confirmed distributor for Macolounge line | gold | THERAFLEX MB-Plasma / UV-Platelets | Pathogen inactivation system | Methylene Blue (plasma) and UVC (platelet) pathogen inactivation systems, incl. MacoTronic illuminators | macopharma.com/solutions
NanoEnTek | South Korea | Asian (other) | Covered -- Arabian Trade House confirmed as NUPCO-awarded vendor for NanoEnTek in NPT0032-25 (Blood Bank GPPRR) | gold | ADAM 2 / CD34K-025 | Device + reagent kit | Benchtop fluorescent CD34+ stem cell counter and test kit | NPT0032-25
NanoEnTek | South Korea | Asian (other) | Covered -- Arabian Trade House confirmed as NUPCO-awarded vendor for NanoEnTek in NPT0032-25 (Blood Bank GPPRR) | gold | ADAM-rWBC2 | Device + reagent kit | Automated fluorescence-based residual WBC counter for leukoreduced blood products | NPT0032-25
Ortho Clinical Diagnostics (Vision/MAX line) | USA | American | Covered — Samir Trading & Marketing confirmed NUPCO-awarded vendor | gold | Ortho VISION Max | Analyzer | Higher-throughput variant of Ortho Vision | NUPCO Tender NPT0038/24 Final Awardation + Announcement documents (17/03/2025 and 01/09/2024) -- uploaded by user
Ortho Clinical Diagnostics (Vision/MAX line) | USA | American | Covered — Samir Trading & Marketing confirmed NUPCO-awarded vendor | gold | Ortho Vision | Analyzer | Automated blood grouping/antibody screening system | NUPCO Tender NPT0038/24 Final Awardation + Announcement documents (17/03/2025 and 01/09/2024) -- uploaded by user
Ortho Clinical Diagnostics (Vision/MAX line) | USA | American | Covered — Samir Trading & Marketing confirmed NUPCO-awarded vendor | gold | VITROS ECiQ Immunodiagnostic System | Immunoassay analyzer | Compact immunoassay system with no plumbing/drains/deionized water requirement; menu includes SARS-CoV-2, HIV combo, procalcitonin, immunosuppressive drugs, drugs of abuse | cardinalhealth.com (Ortho VITROS ECiQ product page)
Terumo BCT | USA/Japan | American | Covered — Abdulrehman Algosaibi GTC confirmed NUPCO-awarded vendor | gold | Reveos | Blood processing device | Automated whole blood processing system | NUPCO Tender NPT0038/24 Final Awardation + Announcement documents (17/03/2025 and 01/09/2024) -- uploaded by user
Terumo BCT | USA/Japan | American | Covered — Abdulrehman Algosaibi GTC confirmed NUPCO-awarded vendor | gold | Spectra Optia | Apheresis device | Therapeutic and donor apheresis system | NUPCO Tender NPT0038/24 Final Awardation + Announcement documents (17/03/2025 and 01/09/2024) -- uploaded by user
Terumo BCT | USA/Japan | American | Covered — Abdulrehman Algosaibi GTC confirmed NUPCO-awarded vendor | gold | Trima Accel | Apheresis device | Automated blood collection system, donor apheresis | NUPCO Tender NPT0038/24 Final Awardation + Announcement documents (17/03/2025 and 01/09/2024) -- uploaded by user
Werfen (Transfusion & Transplant division) | Spain | European | Unconfirmed — regional office in Dubai, no named KSA distributor | silver | Capture R | Solid-phase red cell antibody screening assay | Solid-phase adherence assay for antibody screening/panel reactive antibody testing in immunohematology | ncbi.nlm.nih.gov/pmc/articles/PMC12499635 (systematic review comparing IH platforms)
Werfen (Transfusion & Transplant division) | Spain | European | Unconfirmed — regional office in Dubai, no named KSA distributor | silver | ImmuLINK | Immunohematology lab data management software | Single-interface data management software for immunohematology laboratories | transfusionandtransplant.werfen.com/en-us/lab/patient-labs
Werfen (Transfusion & Transplant division) | Spain | European | Unconfirmed — regional office in Dubai, no named KSA distributor | silver | NanoTYPE HLA-11 Plus | Reagent kit | Next-generation HLA typing assay (CE-IVD, IVDR), full-gene coverage across all 11 classical HLA genes, for Nanopore sequencing platforms | Confirmed via transfusionandtransplant.werfen.com official product announcement -- web search
Werfen (Transfusion & Transplant division) | Spain | European | Unconfirmed — regional office in Dubai, no named KSA distributor | silver | Omixon NGS HLA Typing (post-2024 acquisition) | Molecular HLA typing platform | Next-generation sequencing technology for transplant/HLA diagnostics, added via October 2024 Omixon acquisition | werfen.com/en (About Werfen page, Omixon acquisition note)

## Clinical Chemistry
Manufacturer | Country | Origin | KSA Distribution Status | Confidence Tier | Product | Product Type | Description | Source
Eppendorf | Germany | European | Unclear -- Eppendorf maintains a Middle East & Africa regional site (eppendorf.com/ae-en) but no specific named KSA distributor entity identified in sources reviewed | silver | Eppendorf Centrifuge 5810 R | Refrigerated centrifuge | Refrigerated day-to-day centrifuge for medium-throughput labs, compact footprint, tube and plate format compatible | fishersci.com/us/en/browse/90180031/centrifuges
Eppendorf | Germany | European | Unclear -- Eppendorf maintains a Middle East & Africa regional site (eppendorf.com/ae-en) but no specific named KSA distributor entity identified in sources reviewed | silver | Eppendorf MiniSpin / MiniSpin plus | Microcentrifuge | Entry-level compact microcentrifuges suitable for individual workstations, molecular biology separations | fishersci.com/us/en/browse/90180031/centrifuges
Inpeco | Switzerland | European | Unclear -- no specific KSA distributor entity found in public sources reviewed | silver | FlexLab | Total Laboratory Automation (TLA) track system | Open TLA system with 30+ pre/post-analytical modules and 50+ analyzer connections across 10+ specialties, full sample traceability | inpeco.com/our-automation-solutions/lab-automation-system/
Inpeco | Switzerland | European | Unclear -- no specific KSA distributor entity found in public sources reviewed | silver | ProTube Suite | Pre-analytical sample automation | Covers sample preparation, transportation, and delivery to the clinical laboratory | inpeco.com/our-automation-solutions/
Maccura Biotechnology | China | Chinese | Unclear -- confirmed regional presence via Medlab Middle East exhibition (Dubai) and a distributor gala event, but no specific KSA distributor entity named in sources reviewed | silver | F680 | Hematology analyzer | Automated hematology analyzer from Maccura's diagnostic platform range | linkedin.com/company/maccura-biotechnology
Maccura Biotechnology | China | Chinese | Unclear -- confirmed regional presence via Medlab Middle East exhibition (Dubai) and a distributor gala event, but no specific KSA distributor entity named in sources reviewed | silver | LABAS MAX / MIX | Total laboratory automation | Total laboratory automation system managing sporadic and continuous sample submissions across multiple analyzer positions | linkedin.com/company/maccura-biotechnology
Maccura Biotechnology | China | Chinese | Unclear -- confirmed regional presence via Medlab Middle East exhibition (Dubai) and a distributor gala event, but no specific KSA distributor entity named in sources reviewed | silver | i6000 | Chemiluminescent immunoassay analyzer | Automated CLIA immunoassay analyzer, part of Maccura's core diagnostic platform lineup | linkedin.com/company/maccura-biotechnology
QuidelOrtho | USA | American | Covered -- QuidelOrtho maintains a dedicated Saudi Arabia country site (quidelortho.com/sa/en/) confirming active KSA market presence, though a specific named local distributor entity was not identified in sources reviewed | silver | QuidelOrtho POCT Platform | Point-of-care testing instruments + lateral flow tests | Range of near-patient testing solutions from rapid lateral flow tests to portable benchtop instruments for clinics, urgent care, and pharmacy settings | quidelortho.com/global/en/laboratory-professionals/point-of-care-testing
Radiometer (a Danaher company) | Denmark | European | Covered -- independent KSA academic study (Majmaah University, Prince Mohammed bin Abdulaziz Hospital Riyadh) confirms active clinical use of ABL90 (24% of surveyed POCT devices) and ABL800 (20.9%) in Saudi hospitals; no specific distributor entity named in the source reviewed | silver | ABL800 FLEX | Central lab blood gas analyzer | Comprehensive blood gas analyzer designed for scalability in centralized laboratory operations, automated sampling | researchgate.net (Al-shahrani & Khan 2025 study)
Radiometer (a Danaher company) | Denmark | European | Covered -- independent KSA academic study (Majmaah University, Prince Mohammed bin Abdulaziz Hospital Riyadh) confirms active clinical use of ABL90 (24% of surveyed POCT devices) and ABL800 (20.9%) in Saudi hospitals; no specific distributor entity named in the source reviewed | silver | ABL90 FLEX | Portable blood gas analyzer | Bedside/POCT blood gas analyzer designed for speed and portability | sciencedirect.com/topics/chemistry/blood-gas-analysis
Randox Laboratories | United Kingdom | European | Unclear -- Randox's own distributor pages confirm Saudi Arabia as a served market, but no specific named KSA distributor entity was found in public sources reviewed | silver | Acusera QC materials | Quality control reagent | Third-party quality control materials, including Acusera 24-7 Live Online interlaboratory data management | selectscience.net/company/randox-laboratories-ltd
Randox Laboratories | United Kingdom | European | Unclear -- Randox's own distributor pages confirm Saudi Arabia as a served market, but no specific named KSA distributor entity was found in public sources reviewed | silver | Biochip Array Technology | Multiplex immunoassay platform | Simultaneous detection of multiple analytes from a single patient sample on a biochip | selectscience.net/company/randox-laboratories-ltd
Randox Laboratories | United Kingdom | European | Unclear -- Randox's own distributor pages confirm Saudi Arabia as a served market, but no specific named KSA distributor entity was found in public sources reviewed | silver | RX monaco | Clinical chemistry analyzer | Fully automated clinical chemistry analyzer for low-to-mid volume laboratories | randox.com/core-disciplines/chemistry
Tecan | Switzerland | European | Unclear -- Tecan's own distributor directory lists a Middle East/Gulf regional partner (Alqiffaf Scientific Co.) but the exact country scope was not clearly confirmed as KSA-specific in the source page reviewed | bronze | Spark Cyto | Multi-mode plate reader | Plate reader with fluorescence imaging and cytometry capabilities for cell-based research | lifesciences.tecan.com/products
Thermo Fisher Scientific | USA | American | Unclear -- independent market research report lists Saudi Arabia within Thermo Fisher's Middle East & Africa regional market coverage for centrifuge equipment, but no specific named KSA distributor entity identified | silver | Thermo Scientific X Pro Centrifuge Series | General purpose centrifuge | General purpose centrifuge series with Auto-Door, Auto-Lock rotor exchange, ClickSeal biocontainment lids | thermofisher.com/us/en/home/life-science/lab-equipment/lab-centrifuges.html
Wondfo (Guangzhou Wondfo Biotech) | China | Chinese | Unclear -- no specific KSA distributor entity found in public sources reviewed | silver | BGA-101 | Portable blood gas analyzer | Portable POCT blood gas reader: oxygenation, pH, electrolytes in ~30 seconds | alliedhospitalsupply.com/catalog
Wondfo (Guangzhou Wondfo Biotech) | China | Chinese | Unclear -- no specific KSA distributor entity found in public sources reviewed | silver | Finecare D-Dimer / ProBNP / NGAL Tests | Fluorescence immunoassay rapid test | Rapid quantitative fluorescence immunoassay tests for cardiac and renal biomarkers | tradeindia.com (Wondfo Finecare D-dimer listing)

## Coagulation
Manufacturer | Country | Origin | KSA Distribution Status | Confidence Tier | Product | Product Type | Description | Source
Chrono-log | USA | American | Covered — Dar Al-Zahrawi Medical Company confirmed NUPCO-awarded vendor | gold | CHRONO-LUME Reagent | Reagent | Luciferin-luciferase reagent for ATP-release (dense granule) luminescence measurement | avant-medical.com/products/chrono-log-platelet-function-reagents
Chrono-log | USA | American | Covered — Dar Al-Zahrawi Medical Company confirmed NUPCO-awarded vendor | gold | CHRONO-PAR Aggregation Reagents | Reagent | ADP, Collagen, Ristocetin, Epinephrine, Arachidonic Acid platelet aggregation reagents | avant-medical.com/products/chrono-log-platelet-function-reagents
Chrono-log | USA | American | Covered — Dar Al-Zahrawi Medical Company confirmed NUPCO-awarded vendor | gold | Model 490 4+4 Optical Aggregometer | Platelet aggregometer | 4 or 8 channel optical-only platelet aggregometer | chronolog.com/spec.htm
Chrono-log | USA | American | Covered — Dar Al-Zahrawi Medical Company confirmed NUPCO-awarded vendor | gold | Model 700 Whole Blood/Optical Lumi-Aggregometer | Analyzer | Platelet aggregation analyzer, whole blood/optical, with luminescence ATP release measurement | Confirmed via chronolog.com and avant-medical.com product pages -- web search
Chrono-log | USA | American | Covered — Dar Al-Zahrawi Medical Company confirmed NUPCO-awarded vendor | gold | Model 700 Whole Blood/Optical Lumi-Aggregometer | Platelet aggregometer | 2- or 4-channel; impedance (whole blood) or optical (plasma) aggregation with simultaneous ATP-release luminescence; also runs Ristocetin Cofactor Assay for vWD | chronolog.com/Model700.html
Diagnostica Stago | France | European | Covered — Stago has its own direct KSA affiliate office in Riyadh, opened 2020 (not a third-party distributor) | gold | STA Compact | Analyzer | Coagulation analyzer, compact | NUPCO Tender NPT0038/24 Final Awardation + Announcement documents (17/03/2025 and 01/09/2024) -- uploaded by user
Diagnostica Stago | France | European | Covered — Stago has its own direct KSA affiliate office in Riyadh, opened 2020 (not a third-party distributor) | gold | STA R Max | Analyzer | Coagulation analyzer, high throughput | NUPCO Tender NPT0038/24 Final Awardation + Announcement documents (17/03/2025 and 01/09/2024) -- uploaded by user
Diagnostica Stago | France | European | Covered — Stago has its own direct KSA affiliate office in Riyadh, opened 2020 (not a third-party distributor) | gold | StheMO | Analyzer | Coagulation analyzer | NUPCO Tender NPT0038/24 Final Awardation + Announcement documents (17/03/2025 and 01/09/2024) -- uploaded by user
Tcoag Ireland Limited (a Stago Group company) | Ireland | European | Covered — Diagnostic Saudi Arabia Trading Com confirmed NUPCO-awarded vendor (same entity as parent Stago) | gold | Destiny Plus / Destiny Max | Coagulation analyzer | 1-channel optical/mechanical automated hemostasis analyzers for mid-to-large routine/specialty labs | tcoag.com/instruments/destiny-plus
Tcoag Ireland Limited (a Stago Group company) | Ireland | European | Covered — Diagnostic Saudi Arabia Trading Com confirmed NUPCO-awarded vendor (same entity as parent Stago) | gold | KC1 Delta / KC4 Delta | Semi-automated coagulation analyzer | 1- or 4-test-position semi-automated coagulation analyzers using micro-mechanical clot detection | medicalexpo.com/prod/tcoag-108761.html
Tcoag Ireland Limited (a Stago Group company) | Ireland | European | Covered — Diagnostic Saudi Arabia Trading Com confirmed NUPCO-awarded vendor (same entity as parent Stago) | gold | Thrombo Aggregometer | Analyzer | Platelet aggregation analyzer (Tcoag/Stago line) | NUPCO Tender NPT0038/24 Final Awardation (17/03/2025) -- primary source, exact model beyond 'Thrombo Aggregometer' name not further specified in source
Tcoag Ireland Limited (a Stago Group company) | Ireland | European | Covered — Diagnostic Saudi Arabia Trading Com confirmed NUPCO-awarded vendor (same entity as parent Stago) | gold | TriniCLOT / TriniLIA / TriniLIZE reagent lines | Reagent | aPTT, D-Dimer, Protein C, fibrinolysis (tPA/PAI-1) reagent kits for coagulation testing | tcoag.com/fileadmin/user_upload/PDF/Reagents (Tcoag Haemostasis Catalogue 2013)
Werfen (ACL/hemostasis line) | Spain/USA | American | Covered in this specific tender — Abdulla Fouad for medical supplies confirmed NUPCO-awarded vendor for ACL line (note: this is a DIFFERENT KSA vendor than Werfen's Dubai regional office finding from earlier web research — real-world companies often use more than one channel per product line) | gold | ACL AcuStar | Specialty immunoassay coagulation analyzer | Fully automated chemiluminescent specialty hemostasis immunoassay analyzer (e.g. HIT, vWD panel) | annualreview.werfen.com/specialized-diagnostics/hemostasis
Werfen (ACL/hemostasis line) | Spain/USA | American | Covered in this specific tender — Abdulla Fouad for medical supplies confirmed NUPCO-awarded vendor for ACL line (note: this is a DIFFERENT KSA vendor than Werfen's Dubai regional office finding from earlier web research — real-world companies often use more than one channel per product line) | gold | ACL TOP Family | Analyzer | Coagulation analyzer family (TOP 50/70 series, Elite series) running HemosIL reagents | Confirmed via werfen.com official product pages -- web search
Werfen (ACL/hemostasis line) | Spain/USA | American | Covered in this specific tender — Abdulla Fouad for medical supplies confirmed NUPCO-awarded vendor for ACL line (note: this is a DIFFERENT KSA vendor than Werfen's Dubai regional office finding from earlier web research — real-world companies often use more than one channel per product line) | gold | ACL TOP Family 50/70 Series | Coagulation analyzer | Fully automated hemostasis testing systems, scalable low- to high-volume, standardized on HemosIL reagent panel | werfen.com/na/en/hemostasis-diagnostics/coagulation-instruments-system-acl-top-family-series
Werfen (ACL/hemostasis line) | Spain/USA | American | Covered in this specific tender — Abdulla Fouad for medical supplies confirmed NUPCO-awarded vendor for ACL line (note: this is a DIFFERENT KSA vendor than Werfen's Dubai regional office finding from earlier web research — real-world companies often use more than one channel per product line) | gold | HemosIL Reagent Panel | Reagent | Comprehensive reagent panel standardized across the entire ACL TOP Family for routine and specialty coagulation testing | werfen.com/uk/en/haemostasis-diagnostics
bioMerieux (Vidas line) | France | European | Covered — Al-Jeel Medical & Trading Co. Ltd confirmed NUPCO-awarded vendor | gold | BACT/ALERT VIRTUO | Blood culture system | Fully automated blood culture detection system with robotic loading/unloading and smart scanning | gms-world.com/microbiology_biomerieux
bioMerieux (Vidas line) | France | European | Covered — Al-Jeel Medical & Trading Co. Ltd confirmed NUPCO-awarded vendor | gold | VIDAS | Analyzer | Automated immunoassay platform (used here for D-dimer testing) | NUPCO Tender NPT0038/24 Final Awardation (17/03/2025) -- primary source
bioMerieux (Vidas line) | France | European | Covered — Al-Jeel Medical & Trading Co. Ltd confirmed NUPCO-awarded vendor | gold | VIDAS D-Dimer Exclusion II | Automated D-Dimer immunoassay | Highly sensitive automated D-Dimer assay for DVT/PE exclusion, validated for the HERDOO2 clinical decision rule, 20-minute result | biomerieux.com/corp/en/our-offer/clinical-products/vidas-d-dimer-exclusion-ii.html
bioMerieux (Vidas line) | France | European | Covered — Al-Jeel Medical & Trading Co. Ltd confirmed NUPCO-awarded vendor | gold | VITEK 2 Compact | Automated ID/AST system | Fully automated bacterial identification and antibiotic susceptibility testing using colorimetric VITEK 2 ID/AST cards, 15/30/60-card configurations | biomerieux.com/corp/en/our-offer/clinical-products/vitek-2-compact.html
bioMerieux (Vidas line) | France | European | Covered — Al-Jeel Medical & Trading Co. Ltd confirmed NUPCO-awarded vendor | gold | VITEK MS / MS PRIME | MALDI-TOF mass spectrometry identification | Automated MALDI-TOF microbial identification system, benchtop configuration up to 768 samples | biomerieux.com/corp/en/our-offer/clinical-products/vitek-ms-prime.html

## Hematology
Manufacturer | Country | Origin | KSA Distribution Status | Confidence Tier | Product | Product Type | Description | Source
Abbott Core Diagnostics | USA | American | Covered — Medical Supplies & Services Co Ltd confirmed NUPCO-awarded vendor | gold | Alinity HQ | Analyzer | Hematology analyzer with reticulocyte counting | NUPCO Tender NPT0038/24 Final Awardation + Announcement documents (17/03/2025 and 01/09/2024) -- uploaded by user
Abbott Core Diagnostics | USA | American | Covered — Medical Supplies & Services Co Ltd confirmed NUPCO-awarded vendor | gold | Alinity HS | Analyzer | Slide smearing/staining instrument | NUPCO Tender NPT0038/24 Final Awardation + Announcement documents (17/03/2025 and 01/09/2024) -- uploaded by user
Abbott Core Diagnostics | USA | American | Covered — Medical Supplies & Services Co Ltd confirmed NUPCO-awarded vendor | gold | Alinity S | Analyzer | Infectious disease immunoassay screening platform | NUPCO Tender NPT0038/24 Final Awardation + Announcement documents (17/03/2025 and 01/09/2024) -- uploaded by user
Abbott Core Diagnostics | USA | American | Covered — Medical Supplies & Services Co Ltd confirmed NUPCO-awarded vendor | gold | CellDyn Ruby / CellDyn Emerald | Analyzer | Hematology analyzer line | NUPCO Tender NPT0038/24 Final Awardation + Announcement documents (17/03/2025 and 01/09/2024) -- uploaded by user
Abbott Core Diagnostics | USA | American | Covered — Medical Supplies & Services Co Ltd confirmed NUPCO-awarded vendor | gold | i-STAT System | Handheld POCT blood gas/chemistry analyzer | Handheld point-of-care analyzer using single-use cartridges for blood gas, electrolytes, chemistries; ~65uL whole blood sample, validated against central lab analyzers in KSA sepsis-triage research | pubmed.ncbi.nlm.nih.gov/36696550 (i-STAT vs Radiometer ABL800 comparability study)
Alcor Scientific | USA | American | Covered — Dar Al-Zahrawi Medical Company confirmed NUPCO-awarded vendor | gold | iSED / iSED PRO / iSED Elite | Automated ESR analyzer | Fully automated ESR analyzers measuring RBC aggregation directly via photometric rheology; results in 20 seconds vs 30-60 min Westergren method | alcorscientific.com/clinical-lab/ised
Alcor Scientific | USA | American | Covered — Dar Al-Zahrawi Medical Company confirmed NUPCO-awarded vendor | gold | miniiSED | Compact ESR analyzer | Compact benchtop ESR analyzer for urgent-care/STAT-volume labs | labmedica.com (Alcor Scientific Medica 2024 coverage)
Alcor Scientific | USA | American | Covered — Dar Al-Zahrawi Medical Company confirmed NUPCO-awarded vendor | gold | miniiSED i-SED | Analyzer | ESR (erythrocyte sedimentation rate) analyzer | NUPCO Tender NPT0038/24 Final Awardation (17/03/2025) -- primary source
Beckman Coulter | USA | American | Covered — Beckman Coulter Saudi Arabia Co. Ltd (direct entity) + Dar Al-Zahrawi Medical Company for some hematology lines | gold | AU/DXC | Analyzer | Clinical chemistry analyzer line | NUPCO Tender NPT0038/24 Final Awardation + Announcement documents (17/03/2025 and 01/09/2024) -- uploaded by user
Beckman Coulter | USA | American | Covered — Beckman Coulter Saudi Arabia Co. Ltd (direct entity) + Dar Al-Zahrawi Medical Company for some hematology lines | gold | ClearLLab 10C Reagent System | Flow cytometry reagent panel | IVD-cleared 10-color reagent panels for leukemia/lymphoma immunophenotyping on DxFLEX | beckman.com/flow-cytometry/clinical-flow-cytometers/dxflex
Beckman Coulter | USA | American | Covered — Beckman Coulter Saudi Arabia Co. Ltd (direct entity) + Dar Al-Zahrawi Medical Company for some hematology lines | gold | DXH500 | Analyzer | Compact hematology analyzer | NUPCO Tender NPT0038/24 Final Awardation + Announcement documents (17/03/2025 and 01/09/2024) -- uploaded by user
Beckman Coulter | USA | American | Covered — Beckman Coulter Saudi Arabia Co. Ltd (direct entity) + Dar Al-Zahrawi Medical Company for some hematology lines | gold | DXH800 | Analyzer | Hematology analyzer | NUPCO Tender NPT0038/24 Final Awardation + Announcement documents (17/03/2025 and 01/09/2024) -- uploaded by user
Beckman Coulter | USA | American | Covered — Beckman Coulter Saudi Arabia Co. Ltd (direct entity) + Dar Al-Zahrawi Medical Company for some hematology lines | gold | DXH900 | Analyzer | Hematology analyzer, high throughput | NUPCO Tender NPT0038/24 Final Awardation + Announcement documents (17/03/2025 and 01/09/2024) -- uploaded by user
Beckman Coulter | USA | American | Covered — Beckman Coulter Saudi Arabia Co. Ltd (direct entity) + Dar Al-Zahrawi Medical Company for some hematology lines | gold | DxFLEX | Flow cytometer | Clinical flow cytometer derived from CytoFLEX platform, 13-color capability (10-color IVD-cleared with ClearLLab 10C in the US), APD detector technology, up to 25M events/file | beckman.com/flow-cytometry/clinical-flow-cytometers/dxflex
Beckman Coulter | USA | American | Covered — Beckman Coulter Saudi Arabia Co. Ltd (direct entity) + Dar Al-Zahrawi Medical Company for some hematology lines | gold | DxH 560 / DxH 500 Series | Hematology analyzer | Compact autoloader hematology analyzers with pediatric reference ranges | beckmancoulter.com/products/hematology/dxh-560-autoloader-hematology-analyzer
Beckman Coulter | USA | American | Covered — Beckman Coulter Saudi Arabia Co. Ltd (direct entity) + Dar Al-Zahrawi Medical Company for some hematology lines | gold | DxH 800 | Hematology analyzer | High-volume hematology analyzer, advanced NRBC/WBC/reticulocyte algorithm analysis | beckmancoulter.com/products/hematology/dxh-800
Beckman Coulter | USA | American | Covered — Beckman Coulter Saudi Arabia Co. Ltd (direct entity) + Dar Al-Zahrawi Medical Company for some hematology lines | gold | DxH 900 / DxH 690T | Hematology analyzer | High-volume hematology analyzer with VCS technology and Monocyte Distribution Width (MDW) sepsis-risk marker | beckmancoulter.com/products/hematology/dxh-900
Dymind (Shenzhen Dymind Biotechnology) | China (Shenzhen) | Chinese | Covered -- OLAMED (Jeddah) confirmed as KSA distributor, listing multiple Dymind hematology analyzer models (DH36, DH76) with local sales contact | gold | CA1200 | Coagulation analyzer | Fully automated coagulation analyzer, optical + magnetic bead clotting methods | dymind.com
Dymind (Shenzhen Dymind Biotechnology) | China (Shenzhen) | Chinese | Covered -- OLAMED (Jeddah) confirmed as KSA distributor, listing multiple Dymind hematology analyzer models (DH36, DH76) with local sales contact | gold | DH36 | 3-part hematology analyzer | Economic, compact 3-part hematology analyzer, cyanide-free HGB method | olamed.sa/catog/hematology
Dymind (Shenzhen Dymind Biotechnology) | China (Shenzhen) | Chinese | Covered -- OLAMED (Jeddah) confirmed as KSA distributor, listing multiple Dymind hematology analyzer models (DH36, DH76) with local sales contact | gold | DH76 | 5-part hematology analyzer | Auto-loader 5-part hematology analyzer with laser-based flow cytometry WBC differentiation | olamed.sa/prod/dh76
HORIBA Medical | France | European | Covered — Samir Trading & Marketing confirmed NUPCO-awarded vendor (consistent with earlier memory: SAMIR Trading covers hematology/hemostasis) | gold | Micros ES60 | Analyzer | Compact hematology analyzer | NUPCO Tender NPT0038/24 Final Awardation + Announcement documents (17/03/2025 and 01/09/2024) -- uploaded by user
HORIBA Medical | France | European | Covered — Samir Trading & Marketing confirmed NUPCO-awarded vendor (consistent with earlier memory: SAMIR Trading covers hematology/hemostasis) | gold | Pentra XLR | Analyzer | Hematology analyzer | NUPCO Tender NPT0038/24 Final Awardation + Announcement documents (17/03/2025 and 01/09/2024) -- uploaded by user
HORIBA Medical | France | European | Covered — Samir Trading & Marketing confirmed NUPCO-awarded vendor (consistent with earlier memory: SAMIR Trading covers hematology/hemostasis) | gold | Yumizen H1500 | Analyzer | Hematology analyzer, mid throughput | NUPCO Tender NPT0038/24 Final Awardation + Announcement documents (17/03/2025 and 01/09/2024) -- uploaded by user
HORIBA Medical | France | European | Covered — Samir Trading & Marketing confirmed NUPCO-awarded vendor (consistent with earlier memory: SAMIR Trading covers hematology/hemostasis) | gold | Yumizen H2500 | Analyzer | Hematology analyzer, high throughput (with P8000 module) | NUPCO Tender NPT0038/24 Final Awardation + Announcement documents (17/03/2025 and 01/09/2024) -- uploaded by user
Mindray | China | Chinese | Covered — Abdulla Fouad for medical supplies confirmed NUPCO-awarded vendor | gold | BC-5000 / BC-5000Vet | 5-part differential hematology analyzer | Compact, budget 5-part hematology analyzer; veterinary variant available | mindray.com/en/product/bc-5000.html
Mindray | China | Chinese | Covered — Abdulla Fouad for medical supplies confirmed NUPCO-awarded vendor | gold | BC-6200 / BC-6800+ / AL8000 | Analyzer | Hematology analyzer line | NUPCO Tender NPT0038/24 Final Awardation + Announcement documents (17/03/2025 and 01/09/2024) -- uploaded by user
Mindray | China | Chinese | Covered — Abdulla Fouad for medical supplies confirmed NUPCO-awarded vendor | gold | BC-6800Plus / CAL 8000 line | 5-part differential hematology analyzer | High-throughput hematology analyzer (up to 200 tests/hr) with SF Cube technology for WBC/NRBC/reticulocyte flagging | mindray.com/en/products/laboratory-diagnostics/hematology/5-part-differential-analyzers/bc-6800-plus
Mindray | China | Chinese | Covered — Abdulla Fouad for medical supplies confirmed NUPCO-awarded vendor | gold | BC-700 Series (BC-700/720/760/780) | Hematology + ESR analyzer | Combined CBC and automated ESR analyzer series for medium-volume labs | mindray.com (Mindray hematology hemabook)
Mindray | China | Chinese | Covered — Abdulla Fouad for medical supplies confirmed NUPCO-awarded vendor | gold | MC-80 Automated Digital Cell Morphology Analyzer | Digital morphology analyzer | AI-assisted digital blood cell morphology imaging and classification | mindray.com/en/products/laboratory-diagnostics/hematology
Sebia | France | European | Covered — Abdulla Fouad for medical supplies confirmed NUPCO-awarded vendor | gold | Capillarys 3 Octa | Analyzer | Capillary electrophoresis system for Hb electrophoresis | NUPCO Tender NPT0038/24 Final Awardation + Announcement documents (17/03/2025 and 01/09/2024) -- uploaded by user
Sebia | France | European | Covered — Abdulla Fouad for medical supplies confirmed NUPCO-awarded vendor | gold | Capillarys Flex 2 | Analyzer | Capillary electrophoresis system | NUPCO Tender NPT0038/24 Final Awardation + Announcement documents (17/03/2025 and 01/09/2024) -- uploaded by user
Sebia | France | European | Covered — Abdulla Fouad for medical supplies confirmed NUPCO-awarded vendor | gold | Hydrasys 2 Scan | Analyzer | Electrophoresis scanning system | NUPCO Tender NPT0038/24 Final Awardation + Announcement documents (17/03/2025 and 01/09/2024) -- uploaded by user
Siemens Healthineers | Germany | European | Covered — Abdulrehman Algosaibi GTC (primary) + Sysmex LLC Company (secondary, for some coagulation reagents) | gold | ADVIA 2120i / ADVIA 560 | Analyzer | Hematology analyzer line | NUPCO Tender NPT0038/24 Final Awardation + Announcement documents (17/03/2025 and 01/09/2024) -- uploaded by user
Siemens Healthineers | Germany | European | Covered — Abdulrehman Algosaibi GTC (primary) + Sysmex LLC Company (secondary, for some coagulation reagents) | gold | Atellica | Analyzer | Hematology/chemistry automation platform | NUPCO Tender NPT0038/24 Final Awardation + Announcement documents (17/03/2025 and 01/09/2024) -- uploaded by user
Siemens Healthineers | Germany | European | Covered — Abdulrehman Algosaibi GTC (primary) + Sysmex LLC Company (secondary, for some coagulation reagents) | gold | Atellica 1500 Automated Urinalysis System | Fully automated urinalysis system | Combines CLINITEK Novus and Atellica UAS 800 into one fully automated urinalysis + sediment system; includes ACR (albumin-to-creatinine ratio) kidney-disease screening | siemens-healthineers.com/en-sa/point-of-care-testing/featured-topics-in-poct/urinalysis-featured-topics/acr-urine-testing
Siemens Healthineers | Germany | European | Covered — Abdulrehman Algosaibi GTC (primary) + Sysmex LLC Company (secondary, for some coagulation reagents) | gold | Atellica IM 1300 | Immunoassay analyzer | Standalone immunoassay module within the Atellica line | fishersci.com (Atellica IM 1300 Analyzer)
Siemens Healthineers | Germany | European | Covered — Abdulrehman Algosaibi GTC (primary) + Sysmex LLC Company (secondary, for some coagulation reagents) | gold | Atellica Solution (IM + CH) | Immunoassay + clinical chemistry analyzer | Scalable immunoassay/chemistry platform, bidirectional magnetic sample transport, up to 440 tests/hr, 300+ configurations | siemens-healthineers.com/en-us/laboratory-diagnostics/clinical-chemistry-and-immunoassay-systems/atellica-solution-analyzers
Siemens Healthineers | Germany | European | Covered — Abdulrehman Algosaibi GTC (primary) + Sysmex LLC Company (secondary, for some coagulation reagents) | gold | BCS XP | Analyzer | Coagulation analyzer | NUPCO Tender NPT0038/24 Final Awardation + Announcement documents (17/03/2025 and 01/09/2024) -- uploaded by user
Siemens Healthineers | Germany | European | Covered — Abdulrehman Algosaibi GTC (primary) + Sysmex LLC Company (secondary, for some coagulation reagents) | gold | CA-1500 / CA-560 / CA-660 | Analyzer | Coagulation analyzer line | NUPCO Tender NPT0038/24 Final Awardation + Announcement documents (17/03/2025 and 01/09/2024) -- uploaded by user
Siemens Healthineers | Germany | European | Covered — Abdulrehman Algosaibi GTC (primary) + Sysmex LLC Company (secondary, for some coagulation reagents) | gold | CLINITEK Advantus | Semi-automated urine chemistry analyzer | Auto-Checks strip-reading analyzer, 7 sec/sample, up to 500 tests/hour, Multistix 10 SG strip family | siemens-healthineers.com/en-us/urinalysis-products/urinalysis-systems/clinitek-advantus-urine-chemistry-analyzer
Siemens Healthineers | Germany | European | Covered — Abdulrehman Algosaibi GTC (primary) + Sysmex LLC Company (secondary, for some coagulation reagents) | gold | CLINITEK Status+ | POCT urinalysis analyzer | Automated point-of-care urinalysis + urine hCG pregnancy dual-purpose analyzer, results in 1 minute | siemens-healthineers.com/en-us/poct-urinalysis/clinitek-status-plus
Siemens Healthineers | Germany | European | Covered — Abdulrehman Algosaibi GTC (primary) + Sysmex LLC Company (secondary, for some coagulation reagents) | gold | PFA-100 / PFA-200 | Analyzer | Platelet function analyzer | NUPCO Tender NPT0038/24 Final Awardation + Announcement documents (17/03/2025 and 01/09/2024) -- uploaded by user
Streck | USA | American | Covered — Samir Trading & Marketing confirmed NUPCO-awarded vendor | gold | Cal-Chex / CVA (Calibration Verification Assessment) | Hematology calibrator / linearity control | Whole-blood calibrator and linearity assessment kits for multi-parameter hematology analyzers | streck.com/wp-content (Hematology and Linearity Controls Brochure)
Streck | USA | American | Covered — Samir Trading & Marketing confirmed NUPCO-awarded vendor | gold | Para 12 Extend / Para 12 Plus | Hematology control | 3-part/5-part differential hematology QC controls compatible with Beckman Coulter, HORIBA, Mindray, Siemens and other major analyzer brands | streck.com/products/quality-control/hematology
Streck | USA | American | Covered — Samir Trading & Marketing confirmed NUPCO-awarded vendor | gold | Sickle cell screening & hematology controls | Reagent/control line | Sickle cell solubility screening controls and related hematology QC materials | NUPCO Tender NPT0038/24 Final Awardation (17/03/2025) -- primary source
Sysmex | Japan | Asian (other) | Covered — Sysmex LLC Company (One Person Company, i.e. direct KSA entity), confirmed NUPCO-awarded vendor | gold | XN series | Analyzer | High-throughput hematology analyzer line | NUPCO Tender NPT0038/24 Final Awardation + Announcement documents (17/03/2025 and 01/09/2024) -- uploaded by user
Sysmex | Japan | Asian (other) | Covered — Sysmex LLC Company (One Person Company, i.e. direct KSA entity), confirmed NUPCO-awarded vendor | gold | XN with Blood Bank Mode | Hematology analyzer mode | FDA-cleared blood component QC mode: residual WBC counts, RBC/platelet concentrate profiles | sysmex.com/en-us/training-and-knowledge/sysmex-for-clinicians/xn-series-with-blood-bank-mode
Sysmex | Japan | Asian (other) | Covered — Sysmex LLC Company (One Person Company, i.e. direct KSA entity), confirmed NUPCO-awarded vendor | gold | XN-Series (XN-1000/2000/9100/L-series) | Hematology analyzer | Flagship modular hematology platform; scalable configurations, Blood Bank Mode for donor RBC/platelet/plasma QC | sysmex.com/en-us/lab-solutions/hematology/xn-series
Sysmex | Japan | Asian (other) | Covered — Sysmex LLC Company (One Person Company, i.e. direct KSA entity), confirmed NUPCO-awarded vendor | gold | XP-300 | Analyzer | Compact hematology analyzer | NUPCO Tender NPT0038/24 Final Awardation + Announcement documents (17/03/2025 and 01/09/2024) -- uploaded by user
Tosoh | Japan | Asian (other) | Covered — Abdulla Fouad for medical supplies confirmed NUPCO-awarded vendor | gold | G8 / G11 | Analyzer | Hemoglobin electrophoresis/HbA1c analyzer | NUPCO Tender NPT0038/24 Final Awardation + Announcement documents (17/03/2025 and 01/09/2024) -- uploaded by user
Tosoh | Japan | Asian (other) | Covered — Abdulla Fouad for medical supplies confirmed NUPCO-awarded vendor | gold | HLC-723 G11 HPLC Analyzer | HbA1c analyzer | High-throughput HbA1c HPLC analyzer, scalable 90-290 sample loader, variant analysis mode | tosohbioscience.com/EU-EN-diagnostics/hba1c-analysers
Tosoh | Japan | Asian (other) | Covered — Abdulla Fouad for medical supplies confirmed NUPCO-awarded vendor | gold | HLC-723 G8 HPLC Analyzer | HbA1c analyzer | Ion-exchange HPLC HbA1c analyzer, ~1.6 min/sample, gold-standard method for glycated hemoglobin | diagnostics.us.tosohbioscience.com/analyzers/g8
Tosoh | Japan | Asian (other) | Covered — Abdulla Fouad for medical supplies confirmed NUPCO-awarded vendor | gold | HbA1c Control Set / Calibrator Set | Quality control / calibrator | Two-level HbA1c control set traceable to IFCC reference method | diagnostics.eu.tosohbioscience.com (HbA1c Control Set IFU)
URIT Medical Electronic | China (Guilin) | Chinese | Covered -- Rukn Umayya Company confirmed as authorized KSA distributor for URIT devices including URIT-3000Plus hematology analyzer | gold | URIT-3000Plus | 3-part differential hematology analyzer | Throughput up to 60 samples/hour | umc-medical.com/partners
URIT Medical Electronic | China (Guilin) | Chinese | Covered -- Rukn Umayya Company confirmed as authorized KSA distributor for URIT devices including URIT-3000Plus hematology analyzer | gold | URIT-600 | Automated coagulation analyzer | Dual-magnetic circuit bead method, two simultaneous parameter detectors | urit.com

## Histopathology & Cytology
Manufacturer | Country | Origin | KSA Distribution Status | Confidence Tier | Product | Product Type | Description | Source
Leica Biosystems (a Danaher company) | Germany | European | Covered -- Beckman Coulter Saudi Arabia CO.LT confirmed as NUPCO-awarded vendor for a Leica Biosystems Nussloch GmbH part (tissue processor carbon filter) | silver | Aperio GT 450 / GT 180 DX | Digital pathology scanner | Whole-slide digital pathology scanners; GT 180 DX is a compact 180-slide-capacity scanner with AI-powered QC | leicabiosystems.com
Leica Biosystems (a Danaher company) | Germany | European | Covered -- Beckman Coulter Saudi Arabia CO.LT confirmed as NUPCO-awarded vendor for a Leica Biosystems Nussloch GmbH part (tissue processor carbon filter) | silver | HistoCore AUTOCUT / BIOCUT / MULTICUT | Microtome | Fully automated, semi-automated, and manual rotary microtomes for tissue sectioning | leicabiosystems.com/histology-equipment/
Leica Biosystems (a Danaher company) | Germany | European | Covered -- Beckman Coulter Saudi Arabia CO.LT confirmed as NUPCO-awarded vendor for a Leica Biosystems Nussloch GmbH part (tissue processor carbon filter) | silver | HistoCore PEGASUS Plus | Automated tissue processor | Floor-standing automated tissue processor for histology | medicalexpo.com/prod/leica-biosystems-95735.html
Leica Biosystems (a Danaher company) | Germany | European | Covered -- Beckman Coulter Saudi Arabia CO.LT confirmed as NUPCO-awarded vendor for a Leica Biosystems Nussloch GmbH part (tissue processor carbon filter) | silver | HistoCore PELORIS 3 | Automated tissue processor | Automated sample preparation system for histology laboratories | medicalexpo.com/prod/leica-biosystems-95735.html

## Immunology & Serology
Manufacturer | Country | Origin | KSA Distribution Status | Confidence Tier | Product | Product Type | Description | Source
DiaSorin | Italy | European | Unclear -- DiaSorin's own distributor page lists Saudi Arabia among markets served by its 200+ independent distributor network, but no specific named KSA distributor entity was found in public sources reviewed | silver | LIAISON Calprotectin | GI immunoassay | Aid in diagnosis and differentiation of inflammatory bowel disease (Crohn's/ulcerative colitis) from IBS | us.diasorin.com/en/immunodiagnostics
DiaSorin | Italy | European | Unclear -- DiaSorin's own distributor page lists Saudi Arabia among markets served by its 200+ independent distributor network, but no specific named KSA distributor entity was found in public sources reviewed | silver | LIAISON QuantiFERON-TB Gold Plus | TB immunoassay | Latent tuberculosis detection assay on the LIAISON XL platform | us.diasorin.com/en/immunodiagnostics/tools/liaison-xl
DiaSorin | Italy | European | Unclear -- DiaSorin's own distributor page lists Saudi Arabia among markets served by its 200+ independent distributor network, but no specific named KSA distributor entity was found in public sources reviewed | silver | LIAISON XL | CLIA immunoassay analyzer | High-throughput fully automated chemiluminescence analyzer with Reagent Integral cartridge format, connects to lab automation tracks | us.diasorin.com/en/immunodiagnostics/tools/liaison-xl
Euroimmun (a PerkinElmer company) | Germany | European | Covered -- Samir Trading & Marketing CJSC named as the official KSA distributor on Euroimmun's own distributor-locator page, with verified contact details | gold | EUROIMMUN Analyzer I | Automated ELISA processor | Fully automated ELISA processing, up to 7 microplates / 180 samples per run | euroimmun.com/products/automation/elisa/euroimmun-analyzer-i/
Euroimmun (a PerkinElmer company) | Germany | European | Covered -- Samir Trading & Marketing CJSC named as the official KSA distributor on Euroimmun's own distributor-locator page, with verified contact details | gold | EUROLINE | Multiplex immunoblot | Multiplex line immunoblot technology for simultaneous detection of multiple autoantibodies on a single strip | euroimmun.com
Euroimmun (a PerkinElmer company) | Germany | European | Covered -- Samir Trading & Marketing CJSC named as the official KSA distributor on Euroimmun's own distributor-locator page, with verified contact details | gold | EUROLabWorkstation ELISA | Automated ELISA processor | High-throughput automated ELISA workstation, up to 15 microplates / 700 samples, 200 tests/hour | euroimmun.com/products/automation/elisa/eurolabworkstation-elisa/
Fujirebio (an H.U. Group company) | Japan | Asian (other) | Unclear -- Fujirebio's own product pages direct buyers to 'contact your local Fujirebio representative' without naming a specific KSA distributor entity in sources reviewed | silver | LUMIPULSE G1200 | CLEIA immunoassay analyzer | Mid-sized fully automated CLEIA analyzer, 120 tests/hour, mono test cartridge concept | fujirebio.com/en/products-solutions/lumipulser-g1200
Fujirebio (an H.U. Group company) | Japan | Asian (other) | Unclear -- Fujirebio's own product pages direct buyers to 'contact your local Fujirebio representative' without naming a specific KSA distributor entity in sources reviewed | silver | LUMIPULSE G600II | CLEIA immunoassay analyzer | Compact benchtop CLEIA analyzer, 60 tests/hour, same cartridge concept as G1200 | fujirebio.com/en/products-solutions/lumipulse-g600ii
Fujirebio (an H.U. Group company) | Japan | Asian (other) | Unclear -- Fujirebio's own product pages direct buyers to 'contact your local Fujirebio representative' without naming a specific KSA distributor entity in sources reviewed | silver | Lumipulse G pTau 217 CSF assay | Neurology biomarker assay | Blood/CSF-based Alzheimer's disease biomarker assay, part of Fujirebio's expanding neurological pipeline | fujirebio.com (2025 product announcement)

## Microbiology
Manufacturer | Country | Origin | KSA Distribution Status | Confidence Tier | Product | Product Type | Description | Source
77Elektronika | Hungary | European | Covered -- Abdulla Fouad for medical supplies confirmed as NUPCO-awarded vendor for the 77Elektronika urine analyzer line | silver | Fully Automated Urine Analyzer + Test Strips | Urine chemistry/sediment analyzer + reagent | Automated urine chemistry analyzer line with companion test strip reagents, confirmed via NUPCO award | NUPCO Tender NPT0028/24, SN 6-7
BD (Becton, Dickinson and Company) | USA | American | Covered -- Farouk Maamon Tamer & Company confirmed as NUPCO-awarded vendor for BD MALDI-TOF and BD BACTEC blood culture system | gold | BD BACTEC FX / FX40 Blood Culture System | Blood culture instrument + media | Continuously-monitored automated blood culture system with modular instrumentation and a full line of culture media (aerobic, anaerobic, myco/lytic, peds) | bd.com/en-us/products-and-solutions/products/product-families/bd-bactec-blood-culture-system
BD (Becton, Dickinson and Company) | USA | American | Covered -- Farouk Maamon Tamer & Company confirmed as NUPCO-awarded vendor for BD MALDI-TOF and BD BACTEC blood culture system | gold | BD Bruker MALDI Biotyper (CA System) | MALDI-TOF mass spectrometry identification | FDA-cleared reference library covering 549 microbial species for rapid organism identification | bd.com/en-us/products-and-solutions/solutions/capabilities/bd-automated-identification-and-susceptibility-testing-solutions
BD (Becton, Dickinson and Company) | USA | American | Covered -- Farouk Maamon Tamer & Company confirmed as NUPCO-awarded vendor for BD MALDI-TOF and BD BACTEC blood culture system | gold | BD FACSLyric | Flow cytometer | High-performance clinical/research flow cytometer, 4/6/8/10/12-color configurations, BD FACSuite software with automation API for robotic integration | bdbiosciences.com/en-us/products/instruments/flow-cytometers/clinical-cell-analyzers/facslyric
BD (Becton, Dickinson and Company) | USA | American | Covered -- Farouk Maamon Tamer & Company confirmed as NUPCO-awarded vendor for BD MALDI-TOF and BD BACTEC blood culture system | gold | BD FocalPoint Slide Profiler | Automated cytology screening system | Automated imaging system for cervical cytology slide screening/ranking, compared against ThinPrep Imaging System in clinical studies | science.gov/topicpages/b/bd+surepath+cytology
BD (Becton, Dickinson and Company) | USA | American | Covered -- Farouk Maamon Tamer & Company confirmed as NUPCO-awarded vendor for BD MALDI-TOF and BD BACTEC blood culture system | gold | BD Multitest Reagents / BD Trucount Tubes | Flow cytometry reagent | Absolute counting reagent system for immunological assessment (e.g. HIV immune deficiency monitoring) on FACSLyric | bdbiosciences.com/en-us/products/instruments/flow-cytometers/clinical-cell-analyzers/facslyric
BD (Becton, Dickinson and Company) | USA | American | Covered -- Farouk Maamon Tamer & Company confirmed as NUPCO-awarded vendor for BD MALDI-TOF and BD BACTEC blood culture system | gold | BD Phoenix M50 | Automated ID/AST system | 136-well automated identification and antimicrobial susceptibility testing instrument, includes CPO detect test | bd.com/en-us/products-and-solutions/products/product-families/bd-phoenix-m50-instrument
BD (Becton, Dickinson and Company) | USA | American | Covered -- Farouk Maamon Tamer & Company confirmed as NUPCO-awarded vendor for BD MALDI-TOF and BD BACTEC blood culture system | gold | BD SurePath Liquid-Based Pap Test | Liquid-based cytology test | FDA-approved liquid-based cervical cytology system, alternative to ThinPrep, compatible with multiple HPV testing platforms | academic.oup.com/ajcp (BD SurePath DTS cervical cytology study, 2024)
BioFire (a bioMerieux company) | USA | American | Covered -- Al-Jeel Medical & Trading Co. Ltd confirmed as NUPCO-awarded vendor for BioFire FilmArray multiplex PCR panels across meningitis, respiratory, GI, blood culture ID, joint, and pneumonia panels | silver | FilmArray Multiplex PCR Panels | Molecular PCR platform + reagent panels | Syndromic multiplex PCR panels: meningitis, respiratory, gastrointestinal, blood culture identification, joint infection, pneumonia | NUPCO Tender NPT0028/24, SN 8-14
Cepheid (a Danaher company) | USA | American | Covered -- Beckman Coulter Saudi Arabia CO.LT confirmed as NUPCO-awarded vendor across the full Cepheid GeneXpert cartridge menu (Groups 7 and 13 of NPT0028/24) | gold | GeneXpert Platform + Cartridge Menu | Real-time PCR platform + single-use cartridges | Random-access single-cartridge PCR system with a broad assay menu: MTB/RIF, CRE/carbapenemase, HIV, C. diff, MRSA, GBS, HPV, Strep-A, SARS-CoV-2/RSV/Flu combo | NUPCO Tender NPT0028/24, SN 33-50, 83-95
Copan (Copan Italia / Copan Diagnostics) | Italy | European | Covered -- Farouk Maamon Tamer & Company confirmed as NUPCO-awarded vendor for the full Copan sample-processing automation and swab menu (body fluids, sterile samples, wound, respiratory, ENT, urine, stool, surveillance, environmental culture) | gold | WASP / WASPLab | Microbiology lab automation | Walk-Away Specimen Processor for automated plating/streaking, scalable to full lab automation with digital imaging and AI-assisted colony analysis (PhenoMATRIX) | copanusa.com/laboratory-automation/microbiology-laboratory-automation-ai
Copan (Copan Italia / Copan Diagnostics) | Italy | European | Covered -- Farouk Maamon Tamer & Company confirmed as NUPCO-awarded vendor for the full Copan sample-processing automation and swab menu (body fluids, sterile samples, wound, respiratory, ENT, urine, stool, surveillance, environmental culture) | gold | eSwab / FLOQSwabs | Specimen collection and transport | Liquid Amies Elution Swab collection/transport system enabling multipurpose testing (culture, Gram stain, NAAT, rapid antigen) from a single specimen | copangroup.com/product-ranges/eswab
QIAGEN (molecular microbiology line) | Germany/Netherlands | European | Covered -- Abdulla Fouad for medical supplies confirmed as NUPCO-awarded vendor for QIAGEN multiplex PCR analyzers and syndromic infection panels | silver | Multiplex Molecular PCR Analyzer + Syndromic Panels | Molecular PCR platform + reagent panels | Multiplex PCR analyzer with meningitis, respiratory, and gastrointestinal syndromic infection panels, confirmed via NUPCO award | NUPCO Tender NPT0028/24, SN 8-11
SD Biosensor | South Korea | Asian (other) | Unclear -- no specific KSA distributor entity found in public sources reviewed | silver | STANDARD M | POCT molecular diagnostics system | Point-of-care molecular diagnostics (MDx) system for near-patient clinical decision making | sdbiosensor.com
SD Biosensor | South Korea | Asian (other) | Unclear -- no specific KSA distributor entity found in public sources reviewed | silver | STANDARD Q | Rapid lateral flow test | Rapid diagnostic test line with high sensitivity/specificity, covers infectious disease parameters | sdbiosensor.com/product/main?bcode=11

## Molecular Diagnostics
Manufacturer | Country | Origin | KSA Distribution Status | Confidence Tier | Product | Product Type | Description | Source
Hologic | USA | American | Covered -- AFMS (Riyadh) confirmed as official KSA distributor, same entity that also represents Grifols | gold | Panther | Analyzer | Automated molecular/NAT testing platform (reagents supplied by Grifols) | NUPCO Tender NPT0038/24 Final Awardation + Announcement documents (17/03/2025 and 01/09/2024) -- uploaded by user
Hologic | USA | American | Covered -- AFMS (Riyadh) confirmed as official KSA distributor, same entity that also represents Grifols | gold | ThinPrep 5000 / Genesis Processor | Cytology specimen processor | Automated liquid-based cytology specimen preparation, up to 8 hours walkaway time, automated chain-of-custody | hologic.com/hologic-products/cytology/thinprep-processors
Hologic | USA | American | Covered -- AFMS (Riyadh) confirmed as official KSA distributor, same entity that also represents Grifols | gold | ThinPrep Pap Test | Liquid-based cytology test | Most widely used liquid-based cytology test globally (1B+ performed); FDA-approved for HPV, chlamydia/gonorrhea, trichomoniasis testing from same vial | hologic.com/hologic-products/collection-devices/thinprep-pap-test
Hologic | USA | American | Covered -- AFMS (Riyadh) confirmed as official KSA distributor, same entity that also represents Grifols | gold | Tigris | Analyzer | Automated molecular/NAT testing platform (earlier generation) | NUPCO Tender NPT0038/24 Final Awardation + Announcement documents (17/03/2025 and 01/09/2024) -- uploaded by user
Roche Diagnostics (NAT/Molecular line) | Switzerland | European | Covered — Roche Diagnostics Saudi Arabia LLC (direct subsidiary), confirmed NUPCO-awarded vendor for both product lines | gold | CoaguChek XS / Pro II / Vantus | POCT coagulation analyzer | Point-of-care INR/PT monitoring system family for anticoagulation therapy management, since 1992 | diagnostics.roche.com/us/en/products/product-category/brand/coaguchek.html
Roche Diagnostics (NAT/Molecular line) | Switzerland | European | Covered — Roche Diagnostics Saudi Arabia LLC (direct subsidiary), confirmed NUPCO-awarded vendor for both product lines | gold | Cobas 6800 / Cobas 5800 | Analyzer | Automated NAT/molecular testing platform | NUPCO Tender NPT0038/24 Final Awardation + Announcement documents (17/03/2025 and 01/09/2024) -- uploaded by user
Roche Diagnostics (NAT/Molecular line) | Switzerland | European | Covered — Roche Diagnostics Saudi Arabia LLC (direct subsidiary), confirmed NUPCO-awarded vendor for both product lines | gold | Cobas T711 | Analyzer | Coagulation analyzer | NUPCO Tender NPT0038/24 Final Awardation + Announcement documents (17/03/2025 and 01/09/2024) -- uploaded by user
Roche Diagnostics (NAT/Molecular line) | Switzerland | European | Covered — Roche Diagnostics Saudi Arabia LLC (direct subsidiary), confirmed NUPCO-awarded vendor for both product lines | gold | Modules S201 | Analyzer | NAT testing module | NUPCO Tender NPT0038/24 Final Awardation + Announcement documents (17/03/2025 and 01/09/2024) -- uploaded by user
Roche Diagnostics (NAT/Molecular line) | Switzerland | European | Covered — Roche Diagnostics Saudi Arabia LLC (direct subsidiary), confirmed NUPCO-awarded vendor for both product lines | gold | cobas pulse | POCT blood glucose analyzer | App-based blood glucose management system, meets CLSI POCT12-A3 criteria, tested against 140+ interferents | diagnostics.roche.com/global/en/products/instruments/cobas-pulse-system.html
Sansure Biotech | China | Chinese | Unclear -- no specific KSA distributor entity found; company confirms presence in ~160 countries and certificates in 65+ countries (NMPA China, FDA EUA, ANVISA, TGA Australia) but Saudi Arabia not specifically named among sources reviewed | silver | SLAN Series Real-Time PCR System | Real-time PCR instrument | Fluorescence-based real-time PCR instruments for nucleic acid detection and quantification | crunchbase.com/organization/sansure-biotech
Sansure Biotech | China | Chinese | Unclear -- no specific KSA distributor entity found; company confirms presence in ~160 countries and certificates in 65+ countries (NMPA China, FDA EUA, ANVISA, TGA Australia) but Saudi Arabia not specifically named among sources reviewed | silver | iPonatic Portable Molecule Workstation | Portable molecular POCT device | Portable molecular diagnostics workstation for clinical emergency, health management, and field/military applications | sansureglobal.com/product-category/instrument/real-time_pcr_system/
Snibe (New Industries Biomedical Engineering Co.) | China (Shenzhen) | Chinese | Covered -- this is one of Attieh Medico's own current principals (per internal company knowledge, not independently confirmed via public web search). Publicly, Snibe lists Saudi Arabia among its served markets, and NUPCO/Saudi MOH leadership visited Snibe's China HQ and signed an MOU (Dec 2025) -- but no public source names the specific KSA distributor entity. | silver | Biossays 240 Plus / C8 / C10 | Biochemistry analyzer | Automated clinical chemistry analyzers | snibe.com
Snibe (New Industries Biomedical Engineering Co.) | China (Shenzhen) | Chinese | Covered -- this is one of Attieh Medico's own current principals (per internal company knowledge, not independently confirmed via public web search). Publicly, Snibe lists Saudi Arabia among its served markets, and NUPCO/Saudi MOH leadership visited Snibe's China HQ and signed an MOU (Dec 2025) -- but no public source names the specific KSA distributor entity. | silver | MAGLUMI X8 / X6 / X3 / X10 | CLIA immunoassay analyzer | Chemiluminescence immunoassay analyzers, up to 260-parameter test menu | snibe.com
Snibe (New Industries Biomedical Engineering Co.) | China (Shenzhen) | Chinese | Covered -- this is one of Attieh Medico's own current principals (per internal company knowledge, not independently confirmed via public web search). Publicly, Snibe lists Saudi Arabia among its served markets, and NUPCO/Saudi MOH leadership visited Snibe's China HQ and signed an MOU (Dec 2025) -- but no public source names the specific KSA distributor entity. | silver | Molecision S6 / R8 / MP-96 | Molecular diagnostics platform | Nucleic acid extraction and PCR-based molecular testing systems | snibe.com

## Stem Cell
Manufacturer | Country | Origin | KSA Distribution Status | Confidence Tier | Product | Product Type | Description | Source
Miltenyi Biotec | Germany | European | Covered — HOME OF GULF ELITE EST. confirmed NUPCO-awarded vendor | gold | CliniMACS | Cell separation device | Automated stem cell/CD34 selection system | NUPCO Tender NPT0038/24 Final Awardation + Announcement documents (17/03/2025 and 01/09/2024) -- uploaded by user
Miltenyi Biotec | Germany | European | Covered — HOME OF GULF ELITE EST. confirmed NUPCO-awarded vendor | gold | CliniMACS CD34 Reagent System | Reagent + tubing set | FDA-approved monoclonal antibody reagent + tubing set for CD34+ hematopoietic progenitor cell selection | clinicaltrials.gov protocol documents (CliniMACS CD34 Reagent System)
Miltenyi Biotec | Germany | European | Covered — HOME OF GULF ELITE EST. confirmed NUPCO-awarded vendor | gold | CliniMACS Plus / Prodigy Instrument | Cell separation instrument | GMP-compliant magnetic-activated cell sorting (MACS) system for clinical cell therapy and stem cell processing | grokipedia.com/page/Miltenyi_Biotec
Miltenyi Biotec | Germany | European | Covered — HOME OF GULF ELITE EST. confirmed NUPCO-awarded vendor | gold | CliniMACS TCR alpha/beta Depletion Reagent Kit | Reagent kit | Depletes TCR alpha/beta CD3+ T cells for stem cell transplant / lymphocyte infusion applications | clinicaltrials.gov protocol documents
Miltenyi Biotec | Germany | European | Covered — HOME OF GULF ELITE EST. confirmed NUPCO-awarded vendor | gold | StemMACS MSC Expansion Medium | Cell culture medium | Culture medium for mesenchymal stem cell expansion | miltenyibiotec.com (Grokipedia summary)